{"text_format":"3","workbook":"xls","n_sheets":18,"sheets":["3.1 表-08 分部分项工程和单价措施项目清单与计价表","3.2 表-11 总价措施项目清单与计价表","3.3 表-13 规费、税金项目计价表","4.1 表-08 分部分项工程和单价措施项目清单与计价表","4.2 表-11 总价措施项目清单与计价表","4.3 表-13 规费、税金项目计价表","5.1 表-08 分部分项工程和单价措施项目清单与计价表","5.2 表-11 总价措施项目清单与计价表","5.3 表-13 规费、税金项目计价表","6.1 表-08 分部分项工程和单价措施项目清单与计价表","6.2 表-11 总价措施项目清单与计价表","6.3 表-13 规费、税金项目计价表","7.1 表-08 分部分项工程和单价措施项目清单与计价表","7.2 表-11 总价措施项目清单与计价表","7.3 表-13 规费、税金项目计价表","8.1 表-08 分部分项工程和单价措施项目清单与计价表","8.2 表-11 总价措施项目清单与计价表","8.3 表-13 规费、税金项目计价表"],"not_rendered":{"external_links":1,"defined_names":18},"read":"whole","date_system":"1900","formulas":"cached_only"}

{"sheet":"3.1 表-08 分部分项工程和单价措施项目清单与计价表","index":0,"n_rows":110,"n_cols":12,"rows_kept":110,"merged":[[0,0,0,11],[1,0,1,4],[1,5,1,9],[1,10,1,11],[2,0,4,0],[2,1,4,1],[2,2,4,3],[2,4,4,5],[2,6,4,6],[2,7,4,7],[2,8,2,11],[3,8,4,8],[3,9,4,10],[5,2,5,3],[5,4,5,5],[5,9,5,10],[6,2,6,3],[6,4,6,5],[6,9,6,10],[7,2,7,3],[7,4,7,5],[7,9,7,10],[8,0,10,0],[8,1,10,1],[8,2,10,3],[8,4,10,5],[8,6,10,6],[8,7,10,7],[8,8,10,8],[8,9,10,10],[8,11,10,11],[11,2,11,3],[11,4,11,5],[11,9,11,10],[12,2,12,3],[12,4,12,5],[12,9,12,10],[13,2,13,3],[13,4,13,5],[13,9,13,10],[14,2,14,3],[14,4,14,5],[14,9,14,10],[15,2,15,3],[15,4,15,5],[15,9,15,10],[16,2,16,3],[16,4,16,5],[16,9,16,10],[17,2,17,3],[17,4,17,5],[17,9,17,10],[18,2,18,3],[18,4,18,5],[18,9,18,10],[19,2,19,3],[19,4,19,5],[19,9,19,10],[20,2,20,3],[20,4,20,5],[20,9,20,10],[21,2,21,3],[21,4,21,5],[21,9,21,10],[22,0,22,8],[22,9,22,10],[24,3,24,11],[25,0,25,11],[26,0,26,4],[26,5,26,9],[26,10,26,11],[27,0,29,0],[27,1,29,1],[27,2,29,3],[27,4,29,5],[27,6,29,6],[27,7,29,7],[27,8,27,11],[28,8,29,8],[28,9,29,10],[30,0,32,0],[30,1,32,1],[30,2,32,3],[30,4,32,5],[30,6,32,6],[30,7,32,7],[30,8,32,8],[30,9,32,10],[30,11,32,11],[33,2,33,3],[33,4,33,5],[33,9,33,10],[34,2,34,3],[34,4,34,5],[34,9,34,10],[35,0,37,0],[35,1,37,1],[35,2,37,3],[35,4,37,5],[35,6,37,6],[35,7,37,7],[35,8,37,8],[35,9,37,10],[35,11,37,11],[38,2,38,3],[38,4,38,5],[38,9,38,10],[39,2,39,3],[39,4,39,5],[39,9,39,10],[40,2,40,3],[40,4,40,5],[40,9,40,10],[41,2,41,3],[41,4,41,5],[41,9,41,10],[42,2,42,3],[42,4,42,5],[42,9,42,10],[43,0,43,8],[43,9,43,10],[45,3,45,11],[46,0,46,11],[47,0,47,4],[47,5,47,9],[47,10,47,11],[48,0,50,0],[48,1,50,1],[48,2,50,3],[48,4,50,5],[48,6,50,6],[48,7,50,7],[48,8,48,11],[49,8,50,8],[49,9,50,10],[51,2,51,3],[51,4,51,5],[51,9,51,10],[52,2,52,3],[52,4,52,5],[52,9,52,10],[53,2,53,3],[53,4,53,5],[53,9,53,10],[54,0,56,0],[54,1,56,1],[54,2,56,3],[54,4,56,5],[54,6,56,6],[54,7,56,7],[54,8,56,8],[54,9,56,10],[54,11,56,11],[57,2,57,3],[57,4,57,5],[57,9,57,10],[58,2,58,3],[58,4,58,5],[58,9,58,10],[59,2,59,3],[59,4,59,5],[59,9,59,10],[60,2,60,3],[60,4,60,5],[60,9,60,10],[61,2,61,3],[61,4,61,5],[61,9,61,10],[62,2,62,3],[62,4,62,5],[62,9,62,10],[63,2,63,3],[63,4,63,5],[63,9,63,10],[64,2,64,3],[64,4,64,5],[64,9,64,10],[65,2,65,3],[65,4,65,5],[65,9,65,10],[66,2,66,3],[66,4,66,5],[66,9,66,10],[67,2,67,3],[67,4,67,5],[67,9,67,10],[68,0,68,8],[68,9,68,10],[70,3,70,11],[71,0,71,11],[72,0,72,4],[72,5,72,9],[72,10,72,11],[73,0,75,0],[73,1,75,1],[73,2,75,3],[73,4,75,5],[73,6,75,6],[73,7,75,7],[73,8,73,11],[74,8,75,8],[74,9,75,10],[76,0,77,0],[76,1,77,1],[76,2,77,3],[76,4,77,5],[76,6,77,6],[76,7,77,7],[76,8,77,8],[76,9,77,10],[76,11,77,11],[78,2,78,3],[78,4,78,5],[78,9,78,10],[79,2,79,5],[79,9,79,10],[80,2,80,3],[80,4,80,5],[80,9,80,10],[81,2,81,3],[81,4,81,5],[81,9,81,10],[82,2,82,3],[82,4,82,5],[82,9,82,10],[83,2,83,5],[83,9,83,10],[84,2,84,3],[84,4,84,5],[84,9,84,10],[85,2,85,3],[85,4,85,5],[85,9,85,10],[86,2,86,3],[86,4,86,5],[86,9,86,10],[87,2,87,3],[87,4,87,5],[87,9,87,10],[88,2,88,3],[88,4,88,5],[88,9,88,10],[89,2,89,3],[89,4,89,5],[89,9,89,10],[90,2,90,3],[90,4,90,5],[90,9,90,10],[91,2,91,3],[91,4,91,5],[91,9,91,10],[92,2,92,3],[92,4,92,5],[92,9,92,10],[93,2,93,3],[93,4,93,5],[93,9,93,10],[94,2,94,3],[94,4,94,5],[94,9,94,10],[95,2,95,3],[95,4,95,5],[95,9,95,10],[96,2,96,3],[96,4,96,5],[96,9,96,10],[97,2,97,3],[97,4,97,5],[97,9,97,10],[98,2,98,3],[98,4,98,5],[98,9,98,10],[99,2,99,3],[99,4,99,5],[99,9,99,10],[100,2,100,3],[100,4,100,5],[100,9,100,10],[101,2,101,3],[101,4,101,5],[101,9,101,10],[102,2,102,3],[102,4,102,5],[102,9,102,10],[103,2,103,3],[103,4,103,5],[103,9,103,10],[104,2,104,3],[104,4,104,5],[104,9,104,10],[105,2,105,3],[105,4,105,5],[105,9,105,10],[106,0,106,8],[106,9,106,10],[107,0,107,8],[107,9,107,10],[109,3,109,11]],"flags":["formulas_cached_only"]}
["分部分项工程和单价措施项目清单与计价表"]
["工程名称：支农路中水管网工程",{"$nulls":4},"标段：",{"$nulls":4},"第1页 共4页"]
["序号","项目编码","项目名称",null,"项目特征描述",null,"计量\n单位","工程量","金额（元）"]
[{"$nulls":8},"综合单价","合价",null,"其中"]
[{"$nulls":11},"暂估价"]
["1","040501008001","水平导向钻进",null,"1、材质及规格：PE100SDR11dn315\n2、接口方式：热熔对接",null,"m","598"]
["2","040501004001","塑料管",null,"1、材质及规格：PE100,SDR17,1.0MPA,dn315\n2、连接形式：热熔连接",null,"m","57"]
["3","040501008002","水平导向钻进",null,"1、材质及规格：PE100SDR11dn200\n2、接口方式：热熔对接",null,"m","89"]
["4","040504002001","混凝土井",null,"1、排气井1200*1200\n2、垫层、基础材质及厚度：混凝土垫层，100mm厚\n3、混凝土强度等级：C30\n4、盖板材质、规格：混凝土，1.7m*1.7\n5、井盖、井圈材质及规格：φ700铸铁井盖、预制混凝土井圈\n6、具体参数详见图纸",null,"座","3"]
[]
[]
["5","040501002001","钢管",null,"1、材质及规格：D325*8",null,"m","10"]
["6","040502002001","钢管管件制作、安装",null,"1、种类：排气三通\n2、材质及规格：钢制，D325*8*D89*4",null,"个","3"]
["7","030817008001","套管制作安装",null,"1、类型：刚性防水套管\n2、规格：D377*10",null,"个","10"]
["8","040502005001","阀门",null,"1、种类：手动蝶阀\n2、材质及规格：DN80",null,"个","3"]
["9","040502005002","阀门",null,"1、种类：复合排气阀\n2、材质及规格：dn80",null,"个","3"]
["10","040501002002","钢管",null,"1、双盘短管,D89*6 L=200",null,"根","6"]
["11","040502004001","转换件",null,"1、钢塑转换接头\n2、材质及规格：325*315",null,"个","10"]
[]
[]
[]
[]
["本页小计"]
[]
[{"$nulls":3},"【新点2013清单造价江苏版 V10.3.5】"]
["分部分项工程和单价措施项目清单与计价表"]
["工程名称：支农路中水管网工程",{"$nulls":4},"标段：",{"$nulls":4},"第2页 共4页"]
["序号","项目编码","项目名称",null,"项目特征描述",null,"计量\n单位","工程量","金额（元）"]
[{"$nulls":8},"综合单价","合价",null,"其中"]
[{"$nulls":11},"暂估价"]
["12","040504002002","混凝土井",null,"1、阀门井1300*1300\n2、垫层、基础材质及厚度：混凝土垫层，100mm厚\n3、混凝土强度等级：C25\n4、盖板材质、规格：钢筋混凝土盖板，1800*1800\n5、井盖、井圈材质及规格：φ700铸铁井盖，预制混凝土井圈\n6、踏步材质、规格：塑钢踏步\n7、具体参数详见图纸",null,"座","3"]
[]
[]
["13","040502005003","阀门",null,"1、种类：手动闸阀\n2、材质及规格：DN300",null,"个","3"]
["14","040501002003","钢管",null,"1、单盘短管",null,"根","4"]
["15","040504002003","混凝土井",null,"1、消火栓井，2750*1300\n2、垫层、基础材质及厚度：混凝土垫层，100mm厚\n3、混凝土强度等级：C25\n4、盖板材质、规格：钢筋混凝土1330*1800,1900*1800\n5、井盖、井圈材质及规格：φ700铸铁井盖、预制混凝土井圈\n6、具体参数详见图纸",null,"座","2"]
[]
[]
["16","040502010001","消火栓",null,"1、规格：SS150-1.0\n2、安装部位、方式：地上式消火栓",null,"个","2"]
["17","040502005004","阀门",null,"1、种类：蝶阀\n2、材质及规格：DN150",null,"个","2"]
["18","040501002004","钢管",null,"1、法兰接管\n2、材质及规格：DN150",null,"根","2"]
["19","040502002002","弯管底座",null,"1、DN150*90°",null,"个","2"]
["20","040501004002","塑料管",null,"1、短管L=0.8\n2、材质及规格：PE100,SDR17,1.0MPA,dn160\n3、连接形式：热熔",null,"m","2"]
["本页小计"]
[]
[{"$nulls":3},"【新点2013清单造价江苏版 V10.3.5】"]
["分部分项工程和单价措施项目清单与计价表"]
["工程名称：支农路中水管网工程",{"$nulls":4},"标段：",{"$nulls":4},"第3页 共4页"]
["序号","项目编码","项目名称",null,"项目特征描述",null,"计量\n单位","工程量","金额（元）"]
[{"$nulls":8},"综合单价","合价",null,"其中"]
[{"$nulls":11},"暂估价"]
["21","040502003001","塑料管管件",null,"1、种类：90°弯头\n2、材质及规格：PE100 SDR17 1.0MP dn160\n3、连接形式：热熔",null,"个","2"]
["22","040502003002","塑料管管件",null,"1、种类：三通\n2、材质及规格：PE100 SDR17 1.0MP dn315*160",null,"个","2"]
["23","040502006001","法兰",null,"1、材质、规格、结构形式：dn160",null,"个","6"]
["24","040504002004","混凝土井",null,"1、水表井2750*1300\n2、垫层、基础材质及厚度：混凝土垫层，100mm厚\n3、混凝土强度等级：C25\n4、盖板材质、规格：钢筋混凝土，1330*1800mm，1900*1800mm\n5、井盖、井圈材质及规格：φ700铸铁井盖，钢筋混凝土预制井圈\n6、踏步材质、规格：塑钢踏步\n7、具体参数详见图纸",null,"座","1"]
[]
[]
["25","040502005005","阀门",null,"1、种类：手动闸阀\n2、材质及规格：DN200",null,"个","2"]
["26","040502009001","水表",null,"1、规格：DN200",null,"个","1"]
["27","040502011001","限位伸缩器",null,"1、规格：DN200",null,"个","1"]
["28","040502005006","阀门",null,"1、种类：止回阀\n2、材质及规格：DN200",null,"个","1"]
["29","040502005007","阀门",null,"1、种类：过滤器\n2、材质及规格：DN200",null,"个","1"]
["30","040502003003","塑料管管件",null,"1、种类：三通\n2、材质及规格：PE，dn315",null,"个","1"]
["31","040502007001","盲堵板制作、安装",null,"1、材质及规格：DN300",null,"个","1"]
["32","040502007002","盲堵板制作、安装",null,"1、材质及规格：DN200",null,"个","1"]
["33","04B001","标示桩",null,"1、预制标示桩，具体参数详见图纸",null,"个","8"]
[]
[]
["本页小计"]
[]
[{"$nulls":3},"【新点2013清单造价江苏版 V10.3.5】"]
["分部分项工程和单价措施项目清单与计价表"]
["工程名称：支农路中水管网工程",{"$nulls":4},"标段：",{"$nulls":4},"第4页 共4页"]
["序号","项目编码","项目名称",null,"项目特征描述",null,"计量\n单位","工程量","金额（元）"]
[{"$nulls":8},"综合单价","合价",null,"其中"]
[{"$nulls":11},"暂估价"]
["34","040205004001","标志板",null,"1、标志板尺寸：1000*800*16\n2、支撑2个1800mmL200*125*16\n3、预埋钢板2块400*300*12\n4、化学螺栓M24*300，12个\n5、具体参数详见图纸",null,"块","10"]
[]
["35","040503002001","混凝土支墩",null,"1、混凝土强度等级：C20",null,"m3","73"]
[null,null,"分部分项合计",{"$nulls":4},""]
["1","041102034001","池底模板",{"$nulls":3},"m2","54.71"]
["2","041102035001","池壁（隔墙）模板",{"$nulls":3},"m2","294.94"]
["3","041102002001","基础模板",{"$nulls":3},"m2","22"]
[null,null,"单价措施合计",{"$nulls":4},""]
{"$rows_empty":22}
["本页小计"]
["合    计"]
[]
[{"$nulls":3},"【新点2013清单造价江苏版 V10.3.5】"]

{"sheet":"3.2 表-11 总价措施项目清单与计价表","index":1,"n_rows":43,"n_cols":14,"rows_kept":43,"merged":[[0,0,0,14],[1,0,1,6],[1,7,1,11],[1,12,1,14],[2,2,2,4],[2,6,2,7],[2,8,2,9],[2,11,2,12],[2,13,2,14],[3,2,3,4],[3,6,3,7],[3,8,3,9],[3,11,3,12],[3,13,3,14],[4,2,4,4],[4,6,4,7],[4,8,4,9],[4,11,4,12],[4,13,4,14],[5,2,5,4],[5,6,5,7],[5,8,5,9],[5,11,5,12],[5,13,5,14],[6,2,6,4],[6,6,6,7],[6,8,6,9],[6,11,6,12],[6,13,6,14],[7,2,7,4],[7,6,7,7],[7,8,7,9],[7,11,7,12],[7,13,7,14],[8,2,8,4],[8,6,8,7],[8,8,8,9],[8,11,8,12],[8,13,8,14],[9,2,9,4],[9,6,9,7],[9,8,9,9],[9,11,9,12],[9,13,9,14],[10,2,10,4],[10,6,10,7],[10,8,10,9],[10,11,10,12],[10,13,10,14],[11,2,11,4],[11,6,11,7],[11,8,11,9],[11,11,11,12],[11,13,11,14],[12,2,12,4],[12,6,12,7],[12,8,12,9],[12,11,12,12],[12,13,12,14],[13,2,13,4],[13,6,13,7],[13,8,13,9],[13,11,13,12],[13,13,13,14],[14,2,14,4],[14,6,14,7],[14,8,14,9],[14,11,14,12],[14,13,14,14],[15,2,15,4],[15,6,15,7],[15,8,15,9],[15,11,15,12],[15,13,15,14],[16,0,16,14],[17,3,17,14],[18,0,18,3],[18,9,18,13],[19,0,19,14],[20,0,20,6],[20,7,20,11],[20,12,20,14],[21,2,21,4],[21,6,21,7],[21,8,21,9],[21,11,21,12],[21,13,21,14],[22,2,22,4],[22,6,22,7],[22,8,22,9],[22,11,22,12],[22,13,22,14],[23,2,23,4],[23,6,23,7],[23,8,23,9],[23,11,23,12],[23,13,23,14],[24,0,26,0],[24,1,26,1],[24,2,26,4],[24,5,26,5],[24,6,26,7],[24,8,26,9],[24,10,26,10],[24,11,26,12],[24,13,26,14],[27,2,27,4],[27,6,27,7],[27,8,27,9],[27,11,27,12],[27,13,27,14],[28,0,30,0],[28,1,30,1],[28,2,30,4],[28,5,30,5],[28,6,30,7],[28,8,30,9],[28,10,30,10],[28,11,30,12],[28,13,30,14],[31,2,31,4],[31,6,31,7],[31,8,31,9],[31,11,31,12],[31,13,31,14],[32,2,32,4],[32,6,32,7],[32,8,32,9],[32,11,32,12],[32,13,32,14],[33,2,33,4],[33,6,33,7],[33,8,33,9],[33,11,33,12],[33,13,33,14],[34,2,34,4],[34,6,34,7],[34,8,34,9],[34,11,34,12],[34,13,34,14],[35,2,35,4],[35,6,35,7],[35,8,35,9],[35,11,35,12],[35,13,35,14],[36,2,36,4],[36,6,36,7],[36,8,36,9],[36,11,36,12],[36,13,36,14],[37,2,37,4],[37,6,37,7],[37,8,37,9],[37,11,37,12],[37,13,37,14],[38,2,38,4],[38,6,38,7],[38,8,38,9],[38,11,38,12],[38,13,38,14],[39,0,39,14],[41,3,41,14],[42,0,42,3],[42,9,42,13]],"flags":["formulas_cached_only"]}
["总价措施项目清单与计价表"]
["工程名称：支农路中水管网工程",{"$nulls":6},"标段：",{"$nulls":4},"第1页 共2页"]
["序号","项目编码","项目名称",null,null,"计算基础","费率（%）",null,"金额（元）",null,"调整\n费率（%）","调整后\n金额（元）",null,"备注"]
["1","041109001001","安全文明施工费",{"$nulls":3},""]
["1.1",null,"基本费",null,null,"分部分项合计+单价措施项目合计-除税工程设备费","1.200"]
["1.2",null,"增加费",null,null,"分部分项合计+单价措施项目合计-除税工程设备费",""]
["1.3",null,"扬尘污染防治增加费",null,null,"分部分项合计+单价措施项目合计-除税工程设备费","0.210"]
["2","041109002001","夜间施工",null,null,"分部分项合计+单价措施项目合计-除税工程设备费",""]
["3","041109003001","二次搬运",null,null,"分部分项合计+单价措施项目合计-除税工程设备费",""]
["4","041109004001","冬雨季施工",null,null,"分部分项合计+单价措施项目合计-除税工程设备费",""]
["5","041109005001","行车、行人干扰",null,null,"分部分项合计+单价措施项目合计-除税工程设备费",""]
["6","041109006001","地上、地下设施、建筑物的临时保护设施",null,null,"分部分项合计+单价措施项目合计-除税工程设备费",""]
["7","041109007001","已完工程及设备保护",null,null,"分部分项合计+单价措施项目合计-除税工程设备费",""]
["8","041109008001","临时设施",null,null,"分部分项合计+单价措施项目合计-除税工程设备费",""]
[]
[]
[]
[{"$nulls":3},"【新点2013清单造价江苏版 V10.3.5】"]
["编制人（造价人员）：",{"$nulls":8},"复核人（造价工程师）："]
["总价措施项目清单与计价表"]
["工程名称：支农路中水管网工程",{"$nulls":6},"标段：",{"$nulls":4},"第2页 共2页"]
["序号","项目编码","项目名称",null,null,"计算基础","费率（%）",null,"金额（元）",null,"调整\n费率（%）","调整后\n金额（元）",null,"备注"]
["9","041109009001","赶工措施",null,null,"分部分项合计+单价措施项目合计-除税工程设备费",""]
["10","041109010001","工程按质论价",null,null,"分部分项合计+单价措施项目合计-除税工程设备费",""]
["11","041109011001","建筑工人实名制费用",null,null,"分部分项合计+单价措施项目合计-除税工程设备费","",{"$nulls":6},"建筑工人实名制设备由建筑工人工资专用账户开户银行提供的，建筑工人实名制费用按表中费率乘以0.5系数计取"]
[]
[]
["12","041109091001","特殊条件下施工增加费",null,null,"分部分项合计+单价措施项目合计-除税工程设备费",""]
["13","041109015001","智慧工地费用",null,null,"分部分项合计+单价措施项目合计-除税工程设备费","",{"$nulls":6},"现场安全隐患排查、人员信息动态管理、扬尘管控视频监控、高处作业防护预警、危大工程监测预警和集成平台等设备、软件和管理费用。"]
{"$rows_empty":12}
[{"$nulls":3},"【新点2013清单造价江苏版 V10.3.5】"]
["编制人（造价人员）：",{"$nulls":8},"复核人（造价工程师）："]

{"sheet":"3.3 表-13 规费、税金项目计价表","index":2,"n_rows":41,"n_cols":11,"rows_kept":41,"merged":[[0,0,0,11],[1,0,1,4],[1,5,1,8],[1,9,1,11],[2,1,2,2],[2,3,2,5],[2,6,2,7],[2,8,2,9],[2,10,2,11],[3,1,3,2],[3,3,3,5],[3,6,3,7],[3,8,3,9],[3,10,3,11],[4,1,4,2],[4,3,4,5],[4,6,4,7],[4,8,4,9],[4,10,4,11],[5,1,5,2],[5,3,5,5],[5,6,5,7],[5,8,5,9],[5,10,5,11],[6,1,6,2],[6,3,6,5],[6,6,6,7],[6,8,6,9],[6,10,6,11],[7,1,7,2],[7,3,7,5],[7,6,7,7],[7,8,7,9],[7,10,7,11],[8,1,8,2],[8,3,8,5],[8,6,8,7],[8,8,8,9],[8,10,8,11],[9,1,9,2],[9,3,9,5],[9,6,9,7],[9,8,9,9],[9,10,9,11],[10,1,10,2],[10,3,10,5],[10,6,10,7],[10,8,10,9],[10,10,10,11],[11,1,11,2],[11,3,11,5],[11,6,11,7],[11,8,11,9],[11,10,11,11],[12,1,12,2],[12,3,12,5],[12,6,12,7],[12,8,12,9],[12,10,12,11],[13,1,13,2],[13,3,13,5],[13,6,13,7],[13,8,13,9],[13,10,13,11],[14,1,14,2],[14,3,14,5],[14,6,14,7],[14,8,14,9],[14,10,14,11],[15,1,15,2],[15,3,15,5],[15,6,15,7],[15,8,15,9],[15,10,15,11],[16,1,16,2],[16,3,16,5],[16,6,16,7],[16,8,16,9],[16,10,16,11],[17,1,17,2],[17,3,17,5],[17,6,17,7],[17,8,17,9],[17,10,17,11],[18,1,18,2],[18,3,18,5],[18,6,18,7],[18,8,18,9],[18,10,18,11],[19,1,19,2],[19,3,19,5],[19,6,19,7],[19,8,19,9],[19,10,19,11],[20,1,20,2],[20,3,20,5],[20,6,20,7],[20,8,20,9],[20,10,20,11],[21,1,21,2],[21,3,21,5],[21,6,21,7],[21,8,21,9],[21,10,21,11],[22,1,22,2],[22,3,22,5],[22,6,22,7],[22,8,22,9],[22,10,22,11],[23,1,23,2],[23,3,23,5],[23,6,23,7],[23,8,23,9],[23,10,23,11],[24,1,24,2],[24,3,24,5],[24,6,24,7],[24,8,24,9],[24,10,24,11],[25,1,25,2],[25,3,25,5],[25,6,25,7],[25,8,25,9],[25,10,25,11],[26,1,26,2],[26,3,26,5],[26,6,26,7],[26,8,26,9],[26,10,26,11],[27,1,27,2],[27,3,27,5],[27,6,27,7],[27,8,27,9],[27,10,27,11],[28,1,28,2],[28,3,28,5],[28,6,28,7],[28,8,28,9],[28,10,28,11],[29,1,29,2],[29,3,29,5],[29,6,29,7],[29,8,29,9],[29,10,29,11],[30,1,30,2],[30,3,30,5],[30,6,30,7],[30,8,30,9],[30,10,30,11],[31,1,31,2],[31,3,31,5],[31,6,31,7],[31,8,31,9],[31,10,31,11],[32,1,32,2],[32,3,32,5],[32,6,32,7],[32,8,32,9],[32,10,32,11],[33,1,33,2],[33,3,33,5],[33,6,33,7],[33,8,33,9],[33,10,33,11],[34,1,34,2],[34,3,34,5],[34,6,34,7],[34,8,34,9],[34,10,34,11],[35,1,35,2],[35,3,35,5],[35,6,35,7],[35,8,35,9],[35,10,35,11],[36,1,36,2],[36,3,36,5],[36,6,36,7],[36,8,36,9],[36,10,36,11],[37,0,37,9],[37,10,37,11],[39,2,39,11],[40,0,40,3],[40,7,40,10]],"flags":["formulas_cached_only"]}
["规费、税金项目计价表"]
["工程名称：支农路中水管网工程",{"$nulls":4},"标段：",{"$nulls":3},"第1页 共1页"]
["序号","项目名称",null,"计算基础",null,null,"计算基数(元)",null,"计算费率(％)",null,"金额(元)"]
["1","规费",null,"环境保护税+社会保险费+住房公积金",{"$nulls":4},"100.000"]
["1.1","社会保险费",null,"分部分项工程费+措施项目费+其他项目费-除税工程设备费",{"$nulls":4},"2.100"]
["1.2","住房公积金",null,"分部分项工程费+措施项目费+其他项目费-除税工程设备费",{"$nulls":4},"0.370"]
["1.3","环境保护税",null,"分部分项工程费+措施项目费+其他项目费-除税工程设备费",{"$nulls":4},""]
["2","税金",null,"分部分项工程费+措施项目费+其他项目费+规费-除税甲供材料和甲供设备费/1.01",{"$nulls":4},"9.000"]
{"$rows_empty":29}
["合  计"]
[]
[null,null,"【新点2013清单造价江苏版 V10.3.5】"]
["编制人（造价人员）：",{"$nulls":6},"复核人（造价工程师）："]

{"sheet":"4.1 表-08 分部分项工程和单价措施项目清单与计价表","index":3,"n_rows":42,"n_cols":12,"rows_kept":42,"merged":[[0,0,0,11],[1,0,1,4],[1,5,1,9],[1,10,1,11],[2,0,4,0],[2,1,4,1],[2,2,4,3],[2,4,4,5],[2,6,4,6],[2,7,4,7],[2,8,2,11],[3,8,4,8],[3,9,4,10],[5,2,5,3],[5,4,5,5],[5,9,5,10],[6,2,6,3],[6,4,6,5],[6,9,6,10],[7,2,7,3],[7,4,7,5],[7,9,7,10],[8,2,8,3],[8,4,8,5],[8,9,8,10],[9,2,9,5],[9,9,9,10],[10,2,10,3],[10,4,10,5],[10,9,10,10],[11,2,11,5],[11,9,11,10],[12,2,12,3],[12,4,12,5],[12,9,12,10],[13,2,13,3],[13,4,13,5],[13,9,13,10],[14,2,14,3],[14,4,14,5],[14,9,14,10],[15,2,15,3],[15,4,15,5],[15,9,15,10],[16,2,16,3],[16,4,16,5],[16,9,16,10],[17,2,17,3],[17,4,17,5],[17,9,17,10],[18,2,18,3],[18,4,18,5],[18,9,18,10],[19,2,19,3],[19,4,19,5],[19,9,19,10],[20,2,20,3],[20,4,20,5],[20,9,20,10],[21,2,21,3],[21,4,21,5],[21,9,21,10],[22,2,22,3],[22,4,22,5],[22,9,22,10],[23,2,23,3],[23,4,23,5],[23,9,23,10],[24,2,24,3],[24,4,24,5],[24,9,24,10],[25,2,25,3],[25,4,25,5],[25,9,25,10],[26,2,26,3],[26,4,26,5],[26,9,26,10],[27,2,27,3],[27,4,27,5],[27,9,27,10],[28,2,28,3],[28,4,28,5],[28,9,28,10],[29,2,29,3],[29,4,29,5],[29,9,29,10],[30,2,30,3],[30,4,30,5],[30,9,30,10],[31,2,31,3],[31,4,31,5],[31,9,31,10],[32,2,32,3],[32,4,32,5],[32,9,32,10],[33,2,33,3],[33,4,33,5],[33,9,33,10],[34,2,34,3],[34,4,34,5],[34,9,34,10],[35,2,35,3],[35,4,35,5],[35,9,35,10],[36,2,36,3],[36,4,36,5],[36,9,36,10],[37,2,37,3],[37,4,37,5],[37,9,37,10],[38,0,38,8],[38,9,38,10],[39,0,39,8],[39,9,39,10],[41,3,41,11]],"flags":["formulas_cached_only"]}
["分部分项工程和单价措施项目清单与计价表"]
["工程名称：支农路中水土方工程",{"$nulls":4},"标段：",{"$nulls":4},"第1页 共1页"]
["序号","项目编码","项目名称",null,"项目特征描述",null,"计量\n单位","工程量","金额（元）"]
[{"$nulls":8},"综合单价","合价",null,"其中"]
[{"$nulls":11},"暂估价"]
["1","040101002001","挖沟槽土方",null,"1、土壤类别：三类土\n2、挖土深度：2M",null,"m3","190"]
["2","040103001001","回填方",null,"1、填方来源、运距：原土回填",null,"m3","167"]
["3","040305001001","垫层",{"$nulls":3},"m3","18"]
["4","040103002001","余方弃置",null,"1、运距：投标人自行考虑",null,"m3","5"]
[null,null,"分部分项合计",{"$nulls":4},""]
["1","041106001001","大型机械设备进出场及安拆",{"$nulls":3},"项","1"]
[null,null,"单价措施合计",{"$nulls":4},""]
{"$rows_empty":26}
["本页小计"]
["合    计"]
[]
[{"$nulls":3},"【新点2013清单造价江苏版 V10.3.5】"]

{"sheet":"4.2 表-11 总价措施项目清单与计价表","index":4,"n_rows":43,"n_cols":14,"rows_kept":43,"merged":[[0,0,0,14],[1,0,1,6],[1,7,1,11],[1,12,1,14],[2,2,2,4],[2,6,2,7],[2,8,2,9],[2,11,2,12],[2,13,2,14],[3,2,3,4],[3,6,3,7],[3,8,3,9],[3,11,3,12],[3,13,3,14],[4,2,4,4],[4,6,4,7],[4,8,4,9],[4,11,4,12],[4,13,4,14],[5,2,5,4],[5,6,5,7],[5,8,5,9],[5,11,5,12],[5,13,5,14],[6,2,6,4],[6,6,6,7],[6,8,6,9],[6,11,6,12],[6,13,6,14],[7,2,7,4],[7,6,7,7],[7,8,7,9],[7,11,7,12],[7,13,7,14],[8,2,8,4],[8,6,8,7],[8,8,8,9],[8,11,8,12],[8,13,8,14],[9,2,9,4],[9,6,9,7],[9,8,9,9],[9,11,9,12],[9,13,9,14],[10,2,10,4],[10,6,10,7],[10,8,10,9],[10,11,10,12],[10,13,10,14],[11,2,11,4],[11,6,11,7],[11,8,11,9],[11,11,11,12],[11,13,11,14],[12,2,12,4],[12,6,12,7],[12,8,12,9],[12,11,12,12],[12,13,12,14],[13,2,13,4],[13,6,13,7],[13,8,13,9],[13,11,13,12],[13,13,13,14],[14,2,14,4],[14,6,14,7],[14,8,14,9],[14,11,14,12],[14,13,14,14],[15,2,15,4],[15,6,15,7],[15,8,15,9],[15,11,15,12],[15,13,15,14],[16,0,16,14],[17,3,17,14],[18,0,18,3],[18,9,18,13],[19,0,19,14],[20,0,20,6],[20,7,20,11],[20,12,20,14],[21,2,21,4],[21,6,21,7],[21,8,21,9],[21,11,21,12],[21,13,21,14],[22,2,22,4],[22,6,22,7],[22,8,22,9],[22,11,22,12],[22,13,22,14],[23,2,23,4],[23,6,23,7],[23,8,23,9],[23,11,23,12],[23,13,23,14],[24,0,26,0],[24,1,26,1],[24,2,26,4],[24,5,26,5],[24,6,26,7],[24,8,26,9],[24,10,26,10],[24,11,26,12],[24,13,26,14],[27,2,27,4],[27,6,27,7],[27,8,27,9],[27,11,27,12],[27,13,27,14],[28,0,30,0],[28,1,30,1],[28,2,30,4],[28,5,30,5],[28,6,30,7],[28,8,30,9],[28,10,30,10],[28,11,30,12],[28,13,30,14],[31,2,31,4],[31,6,31,7],[31,8,31,9],[31,11,31,12],[31,13,31,14],[32,2,32,4],[32,6,32,7],[32,8,32,9],[32,11,32,12],[32,13,32,14],[33,2,33,4],[33,6,33,7],[33,8,33,9],[33,11,33,12],[33,13,33,14],[34,2,34,4],[34,6,34,7],[34,8,34,9],[34,11,34,12],[34,13,34,14],[35,2,35,4],[35,6,35,7],[35,8,35,9],[35,11,35,12],[35,13,35,14],[36,2,36,4],[36,6,36,7],[36,8,36,9],[36,11,36,12],[36,13,36,14],[37,2,37,4],[37,6,37,7],[37,8,37,9],[37,11,37,12],[37,13,37,14],[38,2,38,4],[38,6,38,7],[38,8,38,9],[38,11,38,12],[38,13,38,14],[39,0,39,14],[41,3,41,14],[42,0,42,3],[42,9,42,13]],"flags":["formulas_cached_only"]}
["总价措施项目清单与计价表"]
["工程名称：支农路中水土方工程",{"$nulls":6},"标段：",{"$nulls":4},"第1页 共2页"]
["序号","项目编码","项目名称",null,null,"计算基础","费率（%）",null,"金额（元）",null,"调整\n费率（%）","调整后\n金额（元）",null,"备注"]
["1","041109001001","安全文明施工费",{"$nulls":3},""]
["1.1",null,"基本费",null,null,"分部分项合计+单价措施项目合计-除税工程设备费","1.500"]
["1.2",null,"增加费",null,null,"分部分项合计+单价措施项目合计-除税工程设备费",""]
["1.3",null,"扬尘污染防治增加费",null,null,"分部分项合计+单价措施项目合计-除税工程设备费","0.310"]
["2","041109002001","夜间施工",null,null,"分部分项合计+单价措施项目合计-除税工程设备费",""]
["3","041109003001","二次搬运",null,null,"分部分项合计+单价措施项目合计-除税工程设备费",""]
["4","041109004001","冬雨季施工",null,null,"分部分项合计+单价措施项目合计-除税工程设备费",""]
["5","041109005001","行车、行人干扰",null,null,"分部分项合计+单价措施项目合计-除税工程设备费",""]
["6","041109006001","地上、地下设施、建筑物的临时保护设施",null,null,"分部分项合计+单价措施项目合计-除税工程设备费",""]
["7","041109007001","已完工程及设备保护",null,null,"分部分项合计+单价措施项目合计-除税工程设备费",""]
["8","041109008001","临时设施",null,null,"分部分项合计+单价措施项目合计-除税工程设备费",""]
[]
[]
[]
[{"$nulls":3},"【新点2013清单造价江苏版 V10.3.5】"]
["编制人（造价人员）：",{"$nulls":8},"复核人（造价工程师）："]
["总价措施项目清单与计价表"]
["工程名称：支农路中水土方工程",{"$nulls":6},"标段：",{"$nulls":4},"第2页 共2页"]
["序号","项目编码","项目名称",null,null,"计算基础","费率（%）",null,"金额（元）",null,"调整\n费率（%）","调整后\n金额（元）",null,"备注"]
["9","041109009001","赶工措施",null,null,"分部分项合计+单价措施项目合计-除税工程设备费",""]
["10","041109010001","工程按质论价",null,null,"分部分项合计+单价措施项目合计-除税工程设备费",""]
["11","041109011001","建筑工人实名制费用",null,null,"分部分项合计+单价措施项目合计-除税工程设备费","",{"$nulls":6},"建筑工人实名制设备由建筑工人工资专用账户开户银行提供的，建筑工人实名制费用按表中费率乘以0.5系数计取"]
[]
[]
["12","041109091001","特殊条件下施工增加费",null,null,"分部分项合计+单价措施项目合计-除税工程设备费",""]
["13","041109015001","智慧工地费用",null,null,"分部分项合计+单价措施项目合计-除税工程设备费","",{"$nulls":6},"现场安全隐患排查、人员信息动态管理、扬尘管控视频监控、高处作业防护预警、危大工程监测预警和集成平台等设备、软件和管理费用。"]
{"$rows_empty":12}
[{"$nulls":3},"【新点2013清单造价江苏版 V10.3.5】"]
["编制人（造价人员）：",{"$nulls":8},"复核人（造价工程师）："]

{"sheet":"4.3 表-13 规费、税金项目计价表","index":5,"n_rows":41,"n_cols":11,"rows_kept":41,"merged":[[0,0,0,11],[1,0,1,4],[1,5,1,8],[1,9,1,11],[2,1,2,2],[2,3,2,5],[2,6,2,7],[2,8,2,9],[2,10,2,11],[3,1,3,2],[3,3,3,5],[3,6,3,7],[3,8,3,9],[3,10,3,11],[4,1,4,2],[4,3,4,5],[4,6,4,7],[4,8,4,9],[4,10,4,11],[5,1,5,2],[5,3,5,5],[5,6,5,7],[5,8,5,9],[5,10,5,11],[6,1,6,2],[6,3,6,5],[6,6,6,7],[6,8,6,9],[6,10,6,11],[7,1,7,2],[7,3,7,5],[7,6,7,7],[7,8,7,9],[7,10,7,11],[8,1,8,2],[8,3,8,5],[8,6,8,7],[8,8,8,9],[8,10,8,11],[9,1,9,2],[9,3,9,5],[9,6,9,7],[9,8,9,9],[9,10,9,11],[10,1,10,2],[10,3,10,5],[10,6,10,7],[10,8,10,9],[10,10,10,11],[11,1,11,2],[11,3,11,5],[11,6,11,7],[11,8,11,9],[11,10,11,11],[12,1,12,2],[12,3,12,5],[12,6,12,7],[12,8,12,9],[12,10,12,11],[13,1,13,2],[13,3,13,5],[13,6,13,7],[13,8,13,9],[13,10,13,11],[14,1,14,2],[14,3,14,5],[14,6,14,7],[14,8,14,9],[14,10,14,11],[15,1,15,2],[15,3,15,5],[15,6,15,7],[15,8,15,9],[15,10,15,11],[16,1,16,2],[16,3,16,5],[16,6,16,7],[16,8,16,9],[16,10,16,11],[17,1,17,2],[17,3,17,5],[17,6,17,7],[17,8,17,9],[17,10,17,11],[18,1,18,2],[18,3,18,5],[18,6,18,7],[18,8,18,9],[18,10,18,11],[19,1,19,2],[19,3,19,5],[19,6,19,7],[19,8,19,9],[19,10,19,11],[20,1,20,2],[20,3,20,5],[20,6,20,7],[20,8,20,9],[20,10,20,11],[21,1,21,2],[21,3,21,5],[21,6,21,7],[21,8,21,9],[21,10,21,11],[22,1,22,2],[22,3,22,5],[22,6,22,7],[22,8,22,9],[22,10,22,11],[23,1,23,2],[23,3,23,5],[23,6,23,7],[23,8,23,9],[23,10,23,11],[24,1,24,2],[24,3,24,5],[24,6,24,7],[24,8,24,9],[24,10,24,11],[25,1,25,2],[25,3,25,5],[25,6,25,7],[25,8,25,9],[25,10,25,11],[26,1,26,2],[26,3,26,5],[26,6,26,7],[26,8,26,9],[26,10,26,11],[27,1,27,2],[27,3,27,5],[27,6,27,7],[27,8,27,9],[27,10,27,11],[28,1,28,2],[28,3,28,5],[28,6,28,7],[28,8,28,9],[28,10,28,11],[29,1,29,2],[29,3,29,5],[29,6,29,7],[29,8,29,9],[29,10,29,11],[30,1,30,2],[30,3,30,5],[30,6,30,7],[30,8,30,9],[30,10,30,11],[31,1,31,2],[31,3,31,5],[31,6,31,7],[31,8,31,9],[31,10,31,11],[32,1,32,2],[32,3,32,5],[32,6,32,7],[32,8,32,9],[32,10,32,11],[33,1,33,2],[33,3,33,5],[33,6,33,7],[33,8,33,9],[33,10,33,11],[34,1,34,2],[34,3,34,5],[34,6,34,7],[34,8,34,9],[34,10,34,11],[35,1,35,2],[35,3,35,5],[35,6,35,7],[35,8,35,9],[35,10,35,11],[36,1,36,2],[36,3,36,5],[36,6,36,7],[36,8,36,9],[36,10,36,11],[37,0,37,9],[37,10,37,11],[39,2,39,11],[40,0,40,3],[40,7,40,10]],"flags":["formulas_cached_only"]}
["规费、税金项目计价表"]
["工程名称：支农路中水土方工程",{"$nulls":4},"标段：",{"$nulls":3},"第1页 共1页"]
["序号","项目名称",null,"计算基础",null,null,"计算基数(元)",null,"计算费率(％)",null,"金额(元)"]
["1","规费",null,"环境保护税+社会保险费+住房公积金",{"$nulls":4},"100.000"]
["1.1","社会保险费",null,"分部分项工程费+措施项目费+其他项目费-除税工程设备费",{"$nulls":4},"2.000"]
["1.2","住房公积金",null,"分部分项工程费+措施项目费+其他项目费-除税工程设备费",{"$nulls":4},"0.340"]
["1.3","环境保护税",null,"分部分项工程费+措施项目费+其他项目费-除税工程设备费",{"$nulls":4},""]
["2","税金",null,"分部分项工程费+措施项目费+其他项目费+规费-除税甲供材料和甲供设备费/1.01",{"$nulls":4},"9.000"]
{"$rows_empty":29}
["合  计"]
[]
[null,null,"【新点2013清单造价江苏版 V10.3.5】"]
["编制人（造价人员）：",{"$nulls":6},"复核人（造价工程师）："]

{"sheet":"5.1 表-08 分部分项工程和单价措施项目清单与计价表","index":6,"n_rows":157,"n_cols":12,"rows_kept":157,"merged":[[0,0,0,11],[1,0,1,4],[1,5,1,9],[1,10,1,11],[2,0,4,0],[2,1,4,1],[2,2,4,3],[2,4,4,5],[2,6,4,6],[2,7,4,7],[2,8,2,11],[3,8,4,8],[3,9,4,10],[5,2,5,3],[5,4,5,5],[5,9,5,10],[6,2,6,3],[6,4,6,5],[6,9,6,10],[7,2,7,3],[7,4,7,5],[7,9,7,10],[8,2,8,3],[8,4,8,5],[8,9,8,10],[9,2,9,3],[9,4,9,5],[9,9,9,10],[10,2,10,3],[10,4,10,5],[10,9,10,10],[11,2,11,3],[11,4,11,5],[11,9,11,10],[12,2,12,3],[12,4,12,5],[12,9,12,10],[13,2,13,3],[13,4,13,5],[13,9,13,10],[14,2,14,3],[14,4,14,5],[14,9,14,10],[15,2,15,3],[15,4,15,5],[15,9,15,10],[16,2,16,3],[16,4,16,5],[16,9,16,10],[17,2,17,3],[17,4,17,5],[17,9,17,10],[18,2,18,3],[18,4,18,5],[18,9,18,10],[19,0,21,0],[19,1,21,1],[19,2,21,3],[19,4,21,5],[19,6,21,6],[19,7,21,7],[19,8,21,8],[19,9,21,10],[19,11,21,11],[22,2,22,3],[22,4,22,5],[22,9,22,10],[23,0,23,8],[23,9,23,10],[25,3,25,11],[26,0,26,11],[27,0,27,4],[27,5,27,9],[27,10,27,11],[28,0,30,0],[28,1,30,1],[28,2,30,3],[28,4,30,5],[28,6,30,6],[28,7,30,7],[28,8,28,11],[29,8,30,8],[29,9,30,10],[31,2,31,3],[31,4,31,5],[31,9,31,10],[32,2,32,3],[32,4,32,5],[32,9,32,10],[33,2,33,3],[33,4,33,5],[33,9,33,10],[34,0,36,0],[34,1,36,1],[34,2,36,3],[34,4,36,5],[34,6,36,6],[34,7,36,7],[34,8,36,8],[34,9,36,10],[34,11,36,11],[37,2,37,3],[37,4,37,5],[37,9,37,10],[38,2,38,3],[38,4,38,5],[38,9,38,10],[39,2,39,3],[39,4,39,5],[39,9,39,10],[40,2,40,3],[40,4,40,5],[40,9,40,10],[41,0,43,0],[41,1,43,1],[41,2,43,3],[41,4,43,5],[41,6,43,6],[41,7,43,7],[41,8,43,8],[41,9,43,10],[41,11,43,11],[44,2,44,3],[44,4,44,5],[44,9,44,10],[45,0,45,8],[45,9,45,10],[47,3,47,11],[48,0,48,11],[49,0,49,4],[49,5,49,9],[49,10,49,11],[50,0,52,0],[50,1,52,1],[50,2,52,3],[50,4,52,5],[50,6,52,6],[50,7,52,7],[50,8,50,11],[51,8,52,8],[51,9,52,10],[53,2,53,3],[53,4,53,5],[53,9,53,10],[54,2,54,3],[54,4,54,5],[54,9,54,10],[55,2,55,3],[55,4,55,5],[55,9,55,10],[56,0,59,0],[56,1,59,1],[56,2,59,3],[56,4,59,5],[56,6,59,6],[56,7,59,7],[56,8,59,8],[56,9,59,10],[56,11,59,11],[60,2,60,3],[60,4,60,5],[60,9,60,10],[61,2,61,3],[61,4,61,5],[61,9,61,10],[62,2,62,3],[62,4,62,5],[62,9,62,10],[63,0,65,0],[63,1,65,1],[63,2,65,3],[63,4,65,5],[63,6,65,6],[63,7,65,7],[63,8,65,8],[63,9,65,10],[63,11,65,11],[66,2,66,3],[66,4,66,5],[66,9,66,10],[67,2,67,3],[67,4,67,5],[67,9,67,10],[68,0,68,8],[68,9,68,10],[70,3,70,11],[71,0,71,11],[72,0,72,4],[72,5,72,9],[72,10,72,11],[73,0,75,0],[73,1,75,1],[73,2,75,3],[73,4,75,5],[73,6,75,6],[73,7,75,7],[73,8,73,11],[74,8,75,8],[74,9,75,10],[76,2,76,3],[76,4,76,5],[76,9,76,10],[77,0,79,0],[77,1,79,1],[77,2,79,3],[77,4,79,5],[77,6,79,6],[77,7,79,7],[77,8,79,8],[77,9,79,10],[77,11,79,11],[80,2,80,3],[80,4,80,5],[80,9,80,10],[81,0,83,0],[81,1,83,1],[81,2,83,3],[81,4,83,5],[81,6,83,6],[81,7,83,7],[81,8,83,8],[81,9,83,10],[81,11,83,11],[84,2,84,3],[84,4,84,5],[84,9,84,10],[85,2,85,3],[85,4,85,5],[85,9,85,10],[86,2,86,3],[86,4,86,5],[86,9,86,10],[87,2,87,3],[87,4,87,5],[87,9,87,10],[88,2,88,3],[88,4,88,5],[88,9,88,10],[89,0,89,8],[89,9,89,10],[91,3,91,11],[92,0,92,11],[93,0,93,4],[93,5,93,9],[93,10,93,11],[94,0,96,0],[94,1,96,1],[94,2,96,3],[94,4,96,5],[94,6,96,6],[94,7,96,7],[94,8,94,11],[95,8,96,8],[95,9,96,10],[97,2,97,3],[97,4,97,5],[97,9,97,10],[98,2,98,3],[98,4,98,5],[98,9,98,10],[99,2,99,3],[99,4,99,5],[99,9,99,10],[100,2,100,3],[100,4,100,5],[100,9,100,10],[101,2,101,3],[101,4,101,5],[101,9,101,10],[102,2,102,3],[102,4,102,5],[102,9,102,10],[103,2,103,3],[103,4,103,5],[103,9,103,10],[104,2,104,3],[104,4,104,5],[104,9,104,10],[105,0,106,0],[105,1,106,1],[105,2,106,3],[105,4,106,5],[105,6,106,6],[105,7,106,7],[105,8,106,8],[105,9,106,10],[105,11,106,11],[107,2,107,3],[107,4,107,5],[107,9,107,10],[108,2,108,3],[108,4,108,5],[108,9,108,10],[109,2,109,3],[109,4,109,5],[109,9,109,10],[110,2,110,3],[110,4,110,5],[110,9,110,10],[111,2,111,3],[111,4,111,5],[111,9,111,10],[112,2,112,3],[112,4,112,5],[112,9,112,10],[113,2,113,3],[113,4,113,5],[113,9,113,10],[114,0,114,8],[114,9,114,10],[116,3,116,11],[117,0,117,11],[118,0,118,4],[118,5,118,9],[118,10,118,11],[119,0,121,0],[119,1,121,1],[119,2,121,3],[119,4,121,5],[119,6,121,6],[119,7,121,7],[119,8,119,11],[120,8,121,8],[120,9,121,10],[122,2,122,3],[122,4,122,5],[122,9,122,10],[123,2,123,3],[123,4,123,5],[123,9,123,10],[124,2,124,3],[124,4,124,5],[124,9,124,10],[125,2,125,3],[125,4,125,5],[125,9,125,10],[126,2,126,3],[126,4,126,5],[126,9,126,10],[127,2,127,5],[127,9,127,10],[128,2,128,3],[128,4,128,5],[128,9,128,10],[129,2,129,3],[129,4,129,5],[129,9,129,10],[130,2,130,3],[130,4,130,5],[130,9,130,10],[131,2,131,5],[131,9,131,10],[132,2,132,3],[132,4,132,5],[132,9,132,10],[133,2,133,3],[133,4,133,5],[133,9,133,10],[134,2,134,3],[134,4,134,5],[134,9,134,10],[135,2,135,3],[135,4,135,5],[135,9,135,10],[136,2,136,3],[136,4,136,5],[136,9,136,10],[137,2,137,3],[137,4,137,5],[137,9,137,10],[138,2,138,3],[138,4,138,5],[138,9,138,10],[139,2,139,3],[139,4,139,5],[139,9,139,10],[140,2,140,3],[140,4,140,5],[140,9,140,10],[141,2,141,3],[141,4,141,5],[141,9,141,10],[142,2,142,3],[142,4,142,5],[142,9,142,10],[143,2,143,3],[143,4,143,5],[143,9,143,10],[144,2,144,3],[144,4,144,5],[144,9,144,10],[145,2,145,3],[145,4,145,5],[145,9,145,10],[146,2,146,3],[146,4,146,5],[146,9,146,10],[147,2,147,3],[147,4,147,5],[147,9,147,10],[148,2,148,3],[148,4,148,5],[148,9,148,10],[149,2,149,3],[149,4,149,5],[149,9,149,10],[150,2,150,3],[150,4,150,5],[150,9,150,10],[151,2,151,3],[151,4,151,5],[151,9,151,10],[152,2,152,3],[152,4,152,5],[152,9,152,10],[153,0,153,8],[153,9,153,10],[154,0,154,8],[154,9,154,10],[156,3,156,11]],"flags":["formulas_cached_only"]}
["分部分项工程和单价措施项目清单与计价表"]
["工程名称：凤翔路中水管网工程",{"$nulls":4},"标段：",{"$nulls":4},"第1页 共6页"]
["序号","项目编码","项目名称",null,"项目特征描述",null,"计量\n单位","工程量","金额（元）"]
[{"$nulls":8},"综合单价","合价",null,"其中"]
[{"$nulls":11},"暂估价"]
["1","040501004001","塑料管",null,"1、材质及规格：PE100,SDR17,1.0MPA,dn400",null,"m","409"]
["2","040501004002","塑料管",null,"1、材质及规格：PE100,SDR17,1.0MPA,dn160",null,"m","21"]
["3","040501004003","塑料管",null,"1、材质及规格：PE100,SDR17,1.0MPA,dn560",null,"m","87"]
["4","040501008001","水平导向钻进",null,"1、材质及规格：PE100SDR11dn400",null,"m","81"]
["5","040501008002","水平导向钻进",null,"1、材质及规格：PE100SDR11dn560",null,"m","347"]
["6","040502003001","塑料管管件",null,"1、种类：三通\n2、材质及规格：PE,dn560*400",null,"个","1"]
["7","040502003007","塑料管管件",null,"1、种类：三通\n2、材质及规格：PE,dn400*400",null,"个","1"]
["8","040502003008","塑料管管件",null,"1、种类：三通\n2、材质及规格：PE,dn400*160",null,"个","3"]
["9","040502003002","塑料管管件",null,"1、种类：45°弯头\n2、材质及规格：PE,dn400",null,"个","2"]
["10","040502003009","塑料管管件",null,"1、种类：90°弯头\n2、材质及规格：PE,dn560",null,"个","2"]
["11","040502007001","盲堵板制作、安装",null,"1、材质及规格：dn400",null,"个","3"]
["12","040502007002","盲堵板制作、安装",null,"1、材质及规格：dn160",null,"个","3"]
["13","040502007003","盲堵板制作、安装",null,"1、材质及规格：dn400",null,"个","1"]
["14","040502006001","法兰",null,"1、材质、规格、结构形式：PE，dn560",null,"个","1"]
["15","040504002001","混凝土井",null,"1、阀门井1400*1800\n2、垫层、基础材质及厚度：混凝土垫层，100mm厚\n3、混凝土强度等级：C25\n4、盖板材质、规格：混凝土，1900*2300\n5、井盖、井圈材质及规格：φ700铸铁井盖、预制混凝土井圈\n6、具体参数详见图纸",null,"座","2"]
[]
[]
[]
["本页小计"]
[]
[{"$nulls":3},"【新点2013清单造价江苏版 V10.3.5】"]
["分部分项工程和单价措施项目清单与计价表"]
["工程名称：凤翔路中水管网工程",{"$nulls":4},"标段：",{"$nulls":4},"第2页 共6页"]
["序号","项目编码","项目名称",null,"项目特征描述",null,"计量\n单位","工程量","金额（元）"]
[{"$nulls":8},"综合单价","合价",null,"其中"]
[{"$nulls":11},"暂估价"]
["16","040502005003","阀门",null,"1、种类：手动闸阀\n2、材质及规格：DN400",null,"个","4"]
["17","030817008001","套管制作安装",null,"1、类型：刚性防水套管\n2、规格：D480*10",null,"个","6"]
["18","040502006002","法兰",null,"1、材质、规格、结构形式：dn400",null,"个","10"]
["19","040504002002","混凝土井",null,"1、DN400排气井1200*1200\n2、垫层、基础材质及厚度：混凝土垫层，100mm厚\n3、混凝土强度等级：C25\n4、盖板材质、规格：混凝土，1.7m*1.7\n5、井盖、井圈材质及规格：φ700铸铁井盖、预制混凝土井圈\n6、具体参数详见图纸",null,"座","1"]
[]
[]
["20","040502001001","铸铁管管件",null,"1、种类：全盘排气三通\n2、材质及规格：铸铁，DN400*80",null,"个","1"]
["21","040502005001","阀门",null,"1、种类：手动蝶阀\n2、材质及规格：DN80",null,"个","3"]
["22","040502005002","阀门",null,"1、种类：复合排气阀\n2、材质及规格：dn80",null,"个","3"]
["23","040501002002","钢管",null,"1、双盘短管\n2、材质及规格：D89*6,QB235，L=200",null,"根","1"]
["24","040504002003","混凝土井",null,"1、DN600排气井1200*1200\n2、垫层、基础材质及厚度：混凝土垫层，100mm厚\n3、混凝土强度等级：C30\n4、盖板材质、规格：混凝土，1.7m*1.7\n5、井盖、井圈材质及规格：φ700铸铁井盖、预制混凝土井圈\n6、具体参数详见图纸",null,"座","2"]
[]
[]
[]
["本页小计"]
[]
[{"$nulls":3},"【新点2013清单造价江苏版 V10.3.5】"]
["分部分项工程和单价措施项目清单与计价表"]
["工程名称：凤翔路中水管网工程",{"$nulls":4},"标段：",{"$nulls":4},"第3页 共6页"]
["序号","项目编码","项目名称",null,"项目特征描述",null,"计量\n单位","工程量","金额（元）"]
[{"$nulls":8},"综合单价","合价",null,"其中"]
[{"$nulls":11},"暂估价"]
["25","040502001002","铸铁管管件",null,"1、种类：全盘排气三通\n2、材质及规格：球墨铸铁，DN600*80",null,"个","2"]
["26","030817008002","套管制作安装",null,"1、类型：刚性防水套管\n2、规格：D690*10",null,"个","10"]
["27","040502006003","法兰",null,"1、材质、规格、结构形式：PE,dn560",null,"个","10"]
["28","040504002004","混凝土井",null,"1、测流井,1800*2000\n2、垫层、基础材质及厚度：混凝土垫层，100mm厚\n3、混凝土强度等级：C30\n4、盖板材质、规格：钢筋混凝土，1040*2300mm，1440*2300mm\n5、井盖、井圈材质及规格：φ700铸铁井盖，钢筋混凝土预制井圈\n6、踏步材质、规格：塑钢踏步\n7、具体参数详见图纸",null,"座","1"]
[]
[]
[]
["29","040502011001","限位伸缩器",null,"1、规格：DN400",null,"个","1"]
["30","030601004001","流量仪表",null,"1、名称：电磁流量计\n2、规格：DN400",null,"台","1"]
["31","040501002003","钢管",null,"1、双盘短管，L=2000",null,"根","2"]
["32","040504002006","混凝土井",null,"1、DN600,阀门井\n2、垫层、基础材质及厚度：碎石垫层，100mm厚\n3、混凝土强度等级：C25\n4、盖板材质、规格：钢筋混凝土1330*1800,1900*1800\n5、井盖、井圈材质及规格：φ700铸铁井盖、预制混凝土井圈\n6、具体参数详见图纸",null,"座","2"]
[]
[]
["33","040501002006","钢管",null,"1、双盘短管,D630*8,L=2000",null,"个","6"]
["34","040502011002","限位伸缩器",null,"1、规格：DN600",null,"个","3"]
["本页小计"]
[]
[{"$nulls":3},"【新点2013清单造价江苏版 V10.3.5】"]
["分部分项工程和单价措施项目清单与计价表"]
["工程名称：凤翔路中水管网工程",{"$nulls":4},"标段：",{"$nulls":4},"第4页 共6页"]
["序号","项目编码","项目名称",null,"项目特征描述",null,"计量\n单位","工程量","金额（元）"]
[{"$nulls":8},"综合单价","合价",null,"其中"]
[{"$nulls":11},"暂估价"]
["35","040502005004","阀门",null,"1、种类：蝶阀\n2、材质及规格：DN600",null,"个","2"]
["36","040504002007","混凝土井",null,"1、测流井1800*2400\n2、垫层、基础材质及厚度：碎石垫层，100mm厚\n3、混凝土强度等级：C25\n4、盖板材质、规格：钢筋混凝土，1040*2300mm，1440*2300mm\n5、井盖、井圈材质及规格：φ700铸铁井盖，钢筋混凝土预制井圈\n6、踏步材质、规格：塑钢踏步\n7、具体参数详见图纸",null,"座","1"]
[]
[]
["37","030601004002","流量仪表",null,"1、名称：电磁流量计\n2、规格：DN500",null,"台","1"]
["38","040504002005","混凝土井",null,"1、消火栓井，2750*1300\n2、垫层、基础材质及厚度：混凝土垫层，100mm厚\n3、混凝土强度等级：C25\n4、盖板材质、规格：钢筋混凝土1330*1800,1900*1800\n5、井盖、井圈材质及规格：φ700铸铁井盖、预制混凝土井圈\n6、具体参数详见图纸",null,"座","4"]
[]
[]
["39","040502010001","消火栓",null,"1、规格：SS150-1.0\n2、安装部位、方式：地上式消火栓",null,"个","4"]
["40","040502005005","阀门",null,"1、种类：减压阀\n2、材质及规格：DN150,Q235B",null,"个","4"]
["41","040502005006","阀门",null,"1、种类：闸阀\n2、材质及规格：DN150",null,"个","4"]
["42","040502009001","水表",null,"1、规格：DN150",null,"个","4"]
["43","040502005007","阀门",null,"1、种类：止回阀\n2、材质及规格：DN150",null,"个","4"]
["本页小计"]
[]
[{"$nulls":3},"【新点2013清单造价江苏版 V10.3.5】"]
["分部分项工程和单价措施项目清单与计价表"]
["工程名称：凤翔路中水管网工程",{"$nulls":4},"标段：",{"$nulls":4},"第5页 共6页"]
["序号","项目编码","项目名称",null,"项目特征描述",null,"计量\n单位","工程量","金额（元）"]
[{"$nulls":8},"综合单价","合价",null,"其中"]
[{"$nulls":11},"暂估价"]
["44","040502005008","阀门",null,"1、种类：橡胶接头\n2、材质及规格：DN150",null,"个","4"]
["45","040502002002","钢管管件制作、安装",null,"1、种类：法兰接管\n2、材质及规格：DN150,Q235B",null,"个","4"]
["46","040502002003","钢管管件制作、安装",null,"1、种类：90°弯头\n2、材质及规格：DN150,Q235B",null,"个","4"]
["47","040501002007","钢管",null,"1、支管\n2、材质及规格：DN150",null,"m","4"]
["48","030817008003","套管制作安装",null,"1、类型：刚性防水套管\n2、规格：DN150",null,"个","12"]
["49","040502003006","塑料管管件",null,"1、种类：三通\n2、材质及规格：PE100 SDR17 1.0MP dn400*160",null,"个","4"]
["50","040503002001","混凝土支墩",null,"1、混凝土强度等级：C25",null,"m3","36.5"]
["51","04B001","标示桩",null,"1、预制标示桩，具体参数详见图纸",null,"个","8"]
["52","040205004001","标志板",null,"1、标志板尺寸：1000*800*16\n2、支撑2个1800mmL200*125*16\n3、预埋钢板2块400*300*12\n4、化学螺栓M24*300，12个\n5、具体参数详见图纸",null,"块","6"]
[]
["53","040502003013","塑料管管件",null,"1、种类：三通\n2、材质及规格：PE,dn400*400",null,"个","1"]
["54","040502003014","塑料管管件",null,"1、种类：异径管\n2、材质及规格：PE,dn400*200",null,"个","2"]
["55","040502003015","塑料管管件",null,"1、种类：三通\n2、材质及规格：PE,dn400*200",null,"个","3"]
["56","040502003010","塑料管管件",null,"1、种类：90°弯头\n2、材质及规格：DN200",null,"个","3"]
["57","040502005009","阀门",null,"1、种类：闸阀\n2、材质及规格：DN200",null,"个","3"]
["58","040502003011","塑料管管件",null,"1、种类：三通\n2、材质及规格：DN200",null,"个","3"]
[]
["本页小计"]
[]
[{"$nulls":3},"【新点2013清单造价江苏版 V10.3.5】"]
["分部分项工程和单价措施项目清单与计价表"]
["工程名称：凤翔路中水管网工程",{"$nulls":4},"标段：",{"$nulls":4},"第6页 共6页"]
["序号","项目编码","项目名称",null,"项目特征描述",null,"计量\n单位","工程量","金额（元）"]
[{"$nulls":8},"综合单价","合价",null,"其中"]
[{"$nulls":11},"暂估价"]
["59","040502003012","塑料管管件",null,"1、种类：法兰根\n2、材质及规格：DN200",null,"个","3"]
["60","040502006004","法兰",null,"1、材质、规格、结构形式：PE，dn200",null,"个","3"]
["61","040504001001","砌筑井",null,"1、DN200阀门井1200深2米",null,"座","3"]
["62","040502003016","塑料管管件",null,"1、种类：电熔直接\n2、材质及规格：DN200",null,"个","8"]
["63","040501004005","塑料管",null,"1、材质及规格：PE100,SDR17,1.0MPA,dn200",null,"m","36"]
[null,null,"分部分项合计",{"$nulls":4},""]
["1","041102034001","池底模板",{"$nulls":3},"m2","101.54"]
["2","041102035001","池壁（隔墙）模板",{"$nulls":3},"m2","449.68"]
["3","041102002001","基础模板",{"$nulls":3},"m2","13.2"]
[null,null,"单价措施合计",{"$nulls":4},""]
{"$rows_empty":21}
["本页小计"]
["合    计"]
[]
[{"$nulls":3},"【新点2013清单造价江苏版 V10.3.5】"]

{"sheet":"5.2 表-11 总价措施项目清单与计价表","index":7,"n_rows":43,"n_cols":14,"rows_kept":43,"merged":[[0,0,0,14],[1,0,1,6],[1,7,1,11],[1,12,1,14],[2,2,2,4],[2,6,2,7],[2,8,2,9],[2,11,2,12],[2,13,2,14],[3,2,3,4],[3,6,3,7],[3,8,3,9],[3,11,3,12],[3,13,3,14],[4,2,4,4],[4,6,4,7],[4,8,4,9],[4,11,4,12],[4,13,4,14],[5,2,5,4],[5,6,5,7],[5,8,5,9],[5,11,5,12],[5,13,5,14],[6,2,6,4],[6,6,6,7],[6,8,6,9],[6,11,6,12],[6,13,6,14],[7,2,7,4],[7,6,7,7],[7,8,7,9],[7,11,7,12],[7,13,7,14],[8,2,8,4],[8,6,8,7],[8,8,8,9],[8,11,8,12],[8,13,8,14],[9,2,9,4],[9,6,9,7],[9,8,9,9],[9,11,9,12],[9,13,9,14],[10,2,10,4],[10,6,10,7],[10,8,10,9],[10,11,10,12],[10,13,10,14],[11,2,11,4],[11,6,11,7],[11,8,11,9],[11,11,11,12],[11,13,11,14],[12,2,12,4],[12,6,12,7],[12,8,12,9],[12,11,12,12],[12,13,12,14],[13,2,13,4],[13,6,13,7],[13,8,13,9],[13,11,13,12],[13,13,13,14],[14,2,14,4],[14,6,14,7],[14,8,14,9],[14,11,14,12],[14,13,14,14],[15,2,15,4],[15,6,15,7],[15,8,15,9],[15,11,15,12],[15,13,15,14],[16,0,16,14],[17,3,17,14],[18,0,18,3],[18,9,18,13],[19,0,19,14],[20,0,20,6],[20,7,20,11],[20,12,20,14],[21,2,21,4],[21,6,21,7],[21,8,21,9],[21,11,21,12],[21,13,21,14],[22,2,22,4],[22,6,22,7],[22,8,22,9],[22,11,22,12],[22,13,22,14],[23,2,23,4],[23,6,23,7],[23,8,23,9],[23,11,23,12],[23,13,23,14],[24,0,26,0],[24,1,26,1],[24,2,26,4],[24,5,26,5],[24,6,26,7],[24,8,26,9],[24,10,26,10],[24,11,26,12],[24,13,26,14],[27,2,27,4],[27,6,27,7],[27,8,27,9],[27,11,27,12],[27,13,27,14],[28,0,30,0],[28,1,30,1],[28,2,30,4],[28,5,30,5],[28,6,30,7],[28,8,30,9],[28,10,30,10],[28,11,30,12],[28,13,30,14],[31,2,31,4],[31,6,31,7],[31,8,31,9],[31,11,31,12],[31,13,31,14],[32,2,32,4],[32,6,32,7],[32,8,32,9],[32,11,32,12],[32,13,32,14],[33,2,33,4],[33,6,33,7],[33,8,33,9],[33,11,33,12],[33,13,33,14],[34,2,34,4],[34,6,34,7],[34,8,34,9],[34,11,34,12],[34,13,34,14],[35,2,35,4],[35,6,35,7],[35,8,35,9],[35,11,35,12],[35,13,35,14],[36,2,36,4],[36,6,36,7],[36,8,36,9],[36,11,36,12],[36,13,36,14],[37,2,37,4],[37,6,37,7],[37,8,37,9],[37,11,37,12],[37,13,37,14],[38,2,38,4],[38,6,38,7],[38,8,38,9],[38,11,38,12],[38,13,38,14],[39,0,39,14],[41,3,41,14],[42,0,42,3],[42,9,42,13]],"flags":["formulas_cached_only"]}
["总价措施项目清单与计价表"]
["工程名称：凤翔路中水管网工程",{"$nulls":6},"标段：",{"$nulls":4},"第1页 共2页"]
["序号","项目编码","项目名称",null,null,"计算基础","费率（%）",null,"金额（元）",null,"调整\n费率（%）","调整后\n金额（元）",null,"备注"]
["1","041109001001","安全文明施工费",{"$nulls":3},""]
["1.1",null,"基本费",null,null,"分部分项合计+单价措施项目合计-除税工程设备费","1.200"]
["1.2",null,"增加费",null,null,"分部分项合计+单价措施项目合计-除税工程设备费",""]
["1.3",null,"扬尘污染防治增加费",null,null,"分部分项合计+单价措施项目合计-除税工程设备费","0.210"]
["2","041109002001","夜间施工",null,null,"分部分项合计+单价措施项目合计-除税工程设备费",""]
["3","041109003001","二次搬运",null,null,"分部分项合计+单价措施项目合计-除税工程设备费",""]
["4","041109004001","冬雨季施工",null,null,"分部分项合计+单价措施项目合计-除税工程设备费",""]
["5","041109005001","行车、行人干扰",null,null,"分部分项合计+单价措施项目合计-除税工程设备费",""]
["6","041109006001","地上、地下设施、建筑物的临时保护设施",null,null,"分部分项合计+单价措施项目合计-除税工程设备费",""]
["7","041109007001","已完工程及设备保护",null,null,"分部分项合计+单价措施项目合计-除税工程设备费",""]
["8","041109008001","临时设施",null,null,"分部分项合计+单价措施项目合计-除税工程设备费",""]
[]
[]
[]
[{"$nulls":3},"【新点2013清单造价江苏版 V10.3.5】"]
["编制人（造价人员）：",{"$nulls":8},"复核人（造价工程师）："]
["总价措施项目清单与计价表"]
["工程名称：凤翔路中水管网工程",{"$nulls":6},"标段：",{"$nulls":4},"第2页 共2页"]
["序号","项目编码","项目名称",null,null,"计算基础","费率（%）",null,"金额（元）",null,"调整\n费率（%）","调整后\n金额（元）",null,"备注"]
["9","041109009001","赶工措施",null,null,"分部分项合计+单价措施项目合计-除税工程设备费",""]
["10","041109010001","工程按质论价",null,null,"分部分项合计+单价措施项目合计-除税工程设备费",""]
["11","041109011001","建筑工人实名制费用",null,null,"分部分项合计+单价措施项目合计-除税工程设备费","",{"$nulls":6},"建筑工人实名制设备由建筑工人工资专用账户开户银行提供的，建筑工人实名制费用按表中费率乘以0.5系数计取"]
[]
[]
["12","041109091001","特殊条件下施工增加费",null,null,"分部分项合计+单价措施项目合计-除税工程设备费",""]
["13","041109015001","智慧工地费用",null,null,"分部分项合计+单价措施项目合计-除税工程设备费","",{"$nulls":6},"现场安全隐患排查、人员信息动态管理、扬尘管控视频监控、高处作业防护预警、危大工程监测预警和集成平台等设备、软件和管理费用。"]
{"$rows_empty":12}
[{"$nulls":3},"【新点2013清单造价江苏版 V10.3.5】"]
["编制人（造价人员）：",{"$nulls":8},"复核人（造价工程师）："]

{"sheet":"5.3 表-13 规费、税金项目计价表","index":8,"n_rows":41,"n_cols":11,"rows_kept":41,"merged":[[0,0,0,11],[1,0,1,4],[1,5,1,8],[1,9,1,11],[2,1,2,2],[2,3,2,5],[2,6,2,7],[2,8,2,9],[2,10,2,11],[3,1,3,2],[3,3,3,5],[3,6,3,7],[3,8,3,9],[3,10,3,11],[4,1,4,2],[4,3,4,5],[4,6,4,7],[4,8,4,9],[4,10,4,11],[5,1,5,2],[5,3,5,5],[5,6,5,7],[5,8,5,9],[5,10,5,11],[6,1,6,2],[6,3,6,5],[6,6,6,7],[6,8,6,9],[6,10,6,11],[7,1,7,2],[7,3,7,5],[7,6,7,7],[7,8,7,9],[7,10,7,11],[8,1,8,2],[8,3,8,5],[8,6,8,7],[8,8,8,9],[8,10,8,11],[9,1,9,2],[9,3,9,5],[9,6,9,7],[9,8,9,9],[9,10,9,11],[10,1,10,2],[10,3,10,5],[10,6,10,7],[10,8,10,9],[10,10,10,11],[11,1,11,2],[11,3,11,5],[11,6,11,7],[11,8,11,9],[11,10,11,11],[12,1,12,2],[12,3,12,5],[12,6,12,7],[12,8,12,9],[12,10,12,11],[13,1,13,2],[13,3,13,5],[13,6,13,7],[13,8,13,9],[13,10,13,11],[14,1,14,2],[14,3,14,5],[14,6,14,7],[14,8,14,9],[14,10,14,11],[15,1,15,2],[15,3,15,5],[15,6,15,7],[15,8,15,9],[15,10,15,11],[16,1,16,2],[16,3,16,5],[16,6,16,7],[16,8,16,9],[16,10,16,11],[17,1,17,2],[17,3,17,5],[17,6,17,7],[17,8,17,9],[17,10,17,11],[18,1,18,2],[18,3,18,5],[18,6,18,7],[18,8,18,9],[18,10,18,11],[19,1,19,2],[19,3,19,5],[19,6,19,7],[19,8,19,9],[19,10,19,11],[20,1,20,2],[20,3,20,5],[20,6,20,7],[20,8,20,9],[20,10,20,11],[21,1,21,2],[21,3,21,5],[21,6,21,7],[21,8,21,9],[21,10,21,11],[22,1,22,2],[22,3,22,5],[22,6,22,7],[22,8,22,9],[22,10,22,11],[23,1,23,2],[23,3,23,5],[23,6,23,7],[23,8,23,9],[23,10,23,11],[24,1,24,2],[24,3,24,5],[24,6,24,7],[24,8,24,9],[24,10,24,11],[25,1,25,2],[25,3,25,5],[25,6,25,7],[25,8,25,9],[25,10,25,11],[26,1,26,2],[26,3,26,5],[26,6,26,7],[26,8,26,9],[26,10,26,11],[27,1,27,2],[27,3,27,5],[27,6,27,7],[27,8,27,9],[27,10,27,11],[28,1,28,2],[28,3,28,5],[28,6,28,7],[28,8,28,9],[28,10,28,11],[29,1,29,2],[29,3,29,5],[29,6,29,7],[29,8,29,9],[29,10,29,11],[30,1,30,2],[30,3,30,5],[30,6,30,7],[30,8,30,9],[30,10,30,11],[31,1,31,2],[31,3,31,5],[31,6,31,7],[31,8,31,9],[31,10,31,11],[32,1,32,2],[32,3,32,5],[32,6,32,7],[32,8,32,9],[32,10,32,11],[33,1,33,2],[33,3,33,5],[33,6,33,7],[33,8,33,9],[33,10,33,11],[34,1,34,2],[34,3,34,5],[34,6,34,7],[34,8,34,9],[34,10,34,11],[35,1,35,2],[35,3,35,5],[35,6,35,7],[35,8,35,9],[35,10,35,11],[36,1,36,2],[36,3,36,5],[36,6,36,7],[36,8,36,9],[36,10,36,11],[37,0,37,9],[37,10,37,11],[39,2,39,11],[40,0,40,3],[40,7,40,10]],"flags":["formulas_cached_only"]}
["规费、税金项目计价表"]
["工程名称：凤翔路中水管网工程",{"$nulls":4},"标段：",{"$nulls":3},"第1页 共1页"]
["序号","项目名称",null,"计算基础",null,null,"计算基数(元)",null,"计算费率(％)",null,"金额(元)"]
["1","规费",null,"环境保护税+社会保险费+住房公积金",{"$nulls":4},"100.000"]
["1.1","社会保险费",null,"分部分项工程费+措施项目费+其他项目费-除税工程设备费",{"$nulls":4},"2.100"]
["1.2","住房公积金",null,"分部分项工程费+措施项目费+其他项目费-除税工程设备费",{"$nulls":4},"0.370"]
["1.3","环境保护税",null,"分部分项工程费+措施项目费+其他项目费-除税工程设备费",{"$nulls":4},""]
["2","税金",null,"分部分项工程费+措施项目费+其他项目费+规费-除税甲供材料和甲供设备费/1.01",{"$nulls":4},"9.000"]
{"$rows_empty":29}
["合  计"]
[]
[null,null,"【新点2013清单造价江苏版 V10.3.5】"]
["编制人（造价人员）：",{"$nulls":6},"复核人（造价工程师）："]

{"sheet":"6.1 表-08 分部分项工程和单价措施项目清单与计价表","index":9,"n_rows":42,"n_cols":12,"rows_kept":42,"merged":[[0,0,0,11],[1,0,1,4],[1,5,1,9],[1,10,1,11],[2,0,4,0],[2,1,4,1],[2,2,4,3],[2,4,4,5],[2,6,4,6],[2,7,4,7],[2,8,2,11],[3,8,4,8],[3,9,4,10],[5,2,5,3],[5,4,5,5],[5,9,5,10],[6,2,6,3],[6,4,6,5],[6,9,6,10],[7,2,7,3],[7,4,7,5],[7,9,7,10],[8,2,8,3],[8,4,8,5],[8,9,8,10],[9,2,9,5],[9,9,9,10],[10,2,10,3],[10,4,10,5],[10,9,10,10],[11,2,11,5],[11,9,11,10],[12,2,12,3],[12,4,12,5],[12,9,12,10],[13,2,13,3],[13,4,13,5],[13,9,13,10],[14,2,14,3],[14,4,14,5],[14,9,14,10],[15,2,15,3],[15,4,15,5],[15,9,15,10],[16,2,16,3],[16,4,16,5],[16,9,16,10],[17,2,17,3],[17,4,17,5],[17,9,17,10],[18,2,18,3],[18,4,18,5],[18,9,18,10],[19,2,19,3],[19,4,19,5],[19,9,19,10],[20,2,20,3],[20,4,20,5],[20,9,20,10],[21,2,21,3],[21,4,21,5],[21,9,21,10],[22,2,22,3],[22,4,22,5],[22,9,22,10],[23,2,23,3],[23,4,23,5],[23,9,23,10],[24,2,24,3],[24,4,24,5],[24,9,24,10],[25,2,25,3],[25,4,25,5],[25,9,25,10],[26,2,26,3],[26,4,26,5],[26,9,26,10],[27,2,27,3],[27,4,27,5],[27,9,27,10],[28,2,28,3],[28,4,28,5],[28,9,28,10],[29,2,29,3],[29,4,29,5],[29,9,29,10],[30,2,30,3],[30,4,30,5],[30,9,30,10],[31,2,31,3],[31,4,31,5],[31,9,31,10],[32,2,32,3],[32,4,32,5],[32,9,32,10],[33,2,33,3],[33,4,33,5],[33,9,33,10],[34,2,34,3],[34,4,34,5],[34,9,34,10],[35,2,35,3],[35,4,35,5],[35,9,35,10],[36,2,36,3],[36,4,36,5],[36,9,36,10],[37,2,37,3],[37,4,37,5],[37,9,37,10],[38,0,38,8],[38,9,38,10],[39,0,39,8],[39,9,39,10],[41,3,41,11]],"flags":["formulas_cached_only"]}
["分部分项工程和单价措施项目清单与计价表"]
["工程名称：凤翔路中水土方工程",{"$nulls":4},"标段：",{"$nulls":4},"第1页 共1页"]
["序号","项目编码","项目名称",null,"项目特征描述",null,"计量\n单位","工程量","金额（元）"]
[{"$nulls":8},"综合单价","合价",null,"其中"]
[{"$nulls":11},"暂估价"]
["1","040101002001","挖沟槽土方",null,"1、土壤类别：三类土\n2、挖土深度：2M",null,"m3","2080"]
["2","040103001001","回填方",null,"1、填方来源、运距：原土回填",null,"m3","1828"]
["3","040305001001","垫层",{"$nulls":3},"m3","187"]
["4","040103002001","余方弃置",null,"1、运距：投标人自行考虑",null,"m3","65"]
[null,null,"分部分项合计",{"$nulls":4},""]
["1","041106001001","大型机械设备进出场及安拆",{"$nulls":3},"项","1"]
[null,null,"单价措施合计",{"$nulls":4},""]
{"$rows_empty":26}
["本页小计"]
["合    计"]
[]
[{"$nulls":3},"【新点2013清单造价江苏版 V10.3.5】"]

{"sheet":"6.2 表-11 总价措施项目清单与计价表","index":10,"n_rows":43,"n_cols":14,"rows_kept":43,"merged":[[0,0,0,14],[1,0,1,6],[1,7,1,11],[1,12,1,14],[2,2,2,4],[2,6,2,7],[2,8,2,9],[2,11,2,12],[2,13,2,14],[3,2,3,4],[3,6,3,7],[3,8,3,9],[3,11,3,12],[3,13,3,14],[4,2,4,4],[4,6,4,7],[4,8,4,9],[4,11,4,12],[4,13,4,14],[5,2,5,4],[5,6,5,7],[5,8,5,9],[5,11,5,12],[5,13,5,14],[6,2,6,4],[6,6,6,7],[6,8,6,9],[6,11,6,12],[6,13,6,14],[7,2,7,4],[7,6,7,7],[7,8,7,9],[7,11,7,12],[7,13,7,14],[8,2,8,4],[8,6,8,7],[8,8,8,9],[8,11,8,12],[8,13,8,14],[9,2,9,4],[9,6,9,7],[9,8,9,9],[9,11,9,12],[9,13,9,14],[10,2,10,4],[10,6,10,7],[10,8,10,9],[10,11,10,12],[10,13,10,14],[11,2,11,4],[11,6,11,7],[11,8,11,9],[11,11,11,12],[11,13,11,14],[12,2,12,4],[12,6,12,7],[12,8,12,9],[12,11,12,12],[12,13,12,14],[13,2,13,4],[13,6,13,7],[13,8,13,9],[13,11,13,12],[13,13,13,14],[14,2,14,4],[14,6,14,7],[14,8,14,9],[14,11,14,12],[14,13,14,14],[15,2,15,4],[15,6,15,7],[15,8,15,9],[15,11,15,12],[15,13,15,14],[16,0,16,14],[17,3,17,14],[18,0,18,3],[18,9,18,13],[19,0,19,14],[20,0,20,6],[20,7,20,11],[20,12,20,14],[21,2,21,4],[21,6,21,7],[21,8,21,9],[21,11,21,12],[21,13,21,14],[22,2,22,4],[22,6,22,7],[22,8,22,9],[22,11,22,12],[22,13,22,14],[23,2,23,4],[23,6,23,7],[23,8,23,9],[23,11,23,12],[23,13,23,14],[24,0,26,0],[24,1,26,1],[24,2,26,4],[24,5,26,5],[24,6,26,7],[24,8,26,9],[24,10,26,10],[24,11,26,12],[24,13,26,14],[27,2,27,4],[27,6,27,7],[27,8,27,9],[27,11,27,12],[27,13,27,14],[28,0,30,0],[28,1,30,1],[28,2,30,4],[28,5,30,5],[28,6,30,7],[28,8,30,9],[28,10,30,10],[28,11,30,12],[28,13,30,14],[31,2,31,4],[31,6,31,7],[31,8,31,9],[31,11,31,12],[31,13,31,14],[32,2,32,4],[32,6,32,7],[32,8,32,9],[32,11,32,12],[32,13,32,14],[33,2,33,4],[33,6,33,7],[33,8,33,9],[33,11,33,12],[33,13,33,14],[34,2,34,4],[34,6,34,7],[34,8,34,9],[34,11,34,12],[34,13,34,14],[35,2,35,4],[35,6,35,7],[35,8,35,9],[35,11,35,12],[35,13,35,14],[36,2,36,4],[36,6,36,7],[36,8,36,9],[36,11,36,12],[36,13,36,14],[37,2,37,4],[37,6,37,7],[37,8,37,9],[37,11,37,12],[37,13,37,14],[38,2,38,4],[38,6,38,7],[38,8,38,9],[38,11,38,12],[38,13,38,14],[39,0,39,14],[41,3,41,14],[42,0,42,3],[42,9,42,13]],"flags":["formulas_cached_only"]}
["总价措施项目清单与计价表"]
["工程名称：凤翔路中水土方工程",{"$nulls":6},"标段：",{"$nulls":4},"第1页 共2页"]
["序号","项目编码","项目名称",null,null,"计算基础","费率（%）",null,"金额（元）",null,"调整\n费率（%）","调整后\n金额（元）",null,"备注"]
["1","041109001001","安全文明施工费",{"$nulls":3},""]
["1.1",null,"基本费",null,null,"分部分项合计+单价措施项目合计-除税工程设备费","1.500"]
["1.2",null,"增加费",null,null,"分部分项合计+单价措施项目合计-除税工程设备费",""]
["1.3",null,"扬尘污染防治增加费",null,null,"分部分项合计+单价措施项目合计-除税工程设备费","0.310"]
["2","041109002001","夜间施工",null,null,"分部分项合计+单价措施项目合计-除税工程设备费",""]
["3","041109003001","二次搬运",null,null,"分部分项合计+单价措施项目合计-除税工程设备费",""]
["4","041109004001","冬雨季施工",null,null,"分部分项合计+单价措施项目合计-除税工程设备费",""]
["5","041109005001","行车、行人干扰",null,null,"分部分项合计+单价措施项目合计-除税工程设备费",""]
["6","041109006001","地上、地下设施、建筑物的临时保护设施",null,null,"分部分项合计+单价措施项目合计-除税工程设备费",""]
["7","041109007001","已完工程及设备保护",null,null,"分部分项合计+单价措施项目合计-除税工程设备费",""]
["8","041109008001","临时设施",null,null,"分部分项合计+单价措施项目合计-除税工程设备费",""]
[]
[]
[]
[{"$nulls":3},"【新点2013清单造价江苏版 V10.3.5】"]
["编制人（造价人员）：",{"$nulls":8},"复核人（造价工程师）："]
["总价措施项目清单与计价表"]
["工程名称：凤翔路中水土方工程",{"$nulls":6},"标段：",{"$nulls":4},"第2页 共2页"]
["序号","项目编码","项目名称",null,null,"计算基础","费率（%）",null,"金额（元）",null,"调整\n费率（%）","调整后\n金额（元）",null,"备注"]
["9","041109009001","赶工措施",null,null,"分部分项合计+单价措施项目合计-除税工程设备费",""]
["10","041109010001","工程按质论价",null,null,"分部分项合计+单价措施项目合计-除税工程设备费",""]
["11","041109011001","建筑工人实名制费用",null,null,"分部分项合计+单价措施项目合计-除税工程设备费","",{"$nulls":6},"建筑工人实名制设备由建筑工人工资专用账户开户银行提供的，建筑工人实名制费用按表中费率乘以0.5系数计取"]
[]
[]
["12","041109091001","特殊条件下施工增加费",null,null,"分部分项合计+单价措施项目合计-除税工程设备费",""]
["13","041109015001","智慧工地费用",null,null,"分部分项合计+单价措施项目合计-除税工程设备费","",{"$nulls":6},"现场安全隐患排查、人员信息动态管理、扬尘管控视频监控、高处作业防护预警、危大工程监测预警和集成平台等设备、软件和管理费用。"]
{"$rows_empty":12}
[{"$nulls":3},"【新点2013清单造价江苏版 V10.3.5】"]
["编制人（造价人员）：",{"$nulls":8},"复核人（造价工程师）："]

{"sheet":"6.3 表-13 规费、税金项目计价表","index":11,"n_rows":41,"n_cols":11,"rows_kept":41,"merged":[[0,0,0,11],[1,0,1,4],[1,5,1,8],[1,9,1,11],[2,1,2,2],[2,3,2,5],[2,6,2,7],[2,8,2,9],[2,10,2,11],[3,1,3,2],[3,3,3,5],[3,6,3,7],[3,8,3,9],[3,10,3,11],[4,1,4,2],[4,3,4,5],[4,6,4,7],[4,8,4,9],[4,10,4,11],[5,1,5,2],[5,3,5,5],[5,6,5,7],[5,8,5,9],[5,10,5,11],[6,1,6,2],[6,3,6,5],[6,6,6,7],[6,8,6,9],[6,10,6,11],[7,1,7,2],[7,3,7,5],[7,6,7,7],[7,8,7,9],[7,10,7,11],[8,1,8,2],[8,3,8,5],[8,6,8,7],[8,8,8,9],[8,10,8,11],[9,1,9,2],[9,3,9,5],[9,6,9,7],[9,8,9,9],[9,10,9,11],[10,1,10,2],[10,3,10,5],[10,6,10,7],[10,8,10,9],[10,10,10,11],[11,1,11,2],[11,3,11,5],[11,6,11,7],[11,8,11,9],[11,10,11,11],[12,1,12,2],[12,3,12,5],[12,6,12,7],[12,8,12,9],[12,10,12,11],[13,1,13,2],[13,3,13,5],[13,6,13,7],[13,8,13,9],[13,10,13,11],[14,1,14,2],[14,3,14,5],[14,6,14,7],[14,8,14,9],[14,10,14,11],[15,1,15,2],[15,3,15,5],[15,6,15,7],[15,8,15,9],[15,10,15,11],[16,1,16,2],[16,3,16,5],[16,6,16,7],[16,8,16,9],[16,10,16,11],[17,1,17,2],[17,3,17,5],[17,6,17,7],[17,8,17,9],[17,10,17,11],[18,1,18,2],[18,3,18,5],[18,6,18,7],[18,8,18,9],[18,10,18,11],[19,1,19,2],[19,3,19,5],[19,6,19,7],[19,8,19,9],[19,10,19,11],[20,1,20,2],[20,3,20,5],[20,6,20,7],[20,8,20,9],[20,10,20,11],[21,1,21,2],[21,3,21,5],[21,6,21,7],[21,8,21,9],[21,10,21,11],[22,1,22,2],[22,3,22,5],[22,6,22,7],[22,8,22,9],[22,10,22,11],[23,1,23,2],[23,3,23,5],[23,6,23,7],[23,8,23,9],[23,10,23,11],[24,1,24,2],[24,3,24,5],[24,6,24,7],[24,8,24,9],[24,10,24,11],[25,1,25,2],[25,3,25,5],[25,6,25,7],[25,8,25,9],[25,10,25,11],[26,1,26,2],[26,3,26,5],[26,6,26,7],[26,8,26,9],[26,10,26,11],[27,1,27,2],[27,3,27,5],[27,6,27,7],[27,8,27,9],[27,10,27,11],[28,1,28,2],[28,3,28,5],[28,6,28,7],[28,8,28,9],[28,10,28,11],[29,1,29,2],[29,3,29,5],[29,6,29,7],[29,8,29,9],[29,10,29,11],[30,1,30,2],[30,3,30,5],[30,6,30,7],[30,8,30,9],[30,10,30,11],[31,1,31,2],[31,3,31,5],[31,6,31,7],[31,8,31,9],[31,10,31,11],[32,1,32,2],[32,3,32,5],[32,6,32,7],[32,8,32,9],[32,10,32,11],[33,1,33,2],[33,3,33,5],[33,6,33,7],[33,8,33,9],[33,10,33,11],[34,1,34,2],[34,3,34,5],[34,6,34,7],[34,8,34,9],[34,10,34,11],[35,1,35,2],[35,3,35,5],[35,6,35,7],[35,8,35,9],[35,10,35,11],[36,1,36,2],[36,3,36,5],[36,6,36,7],[36,8,36,9],[36,10,36,11],[37,0,37,9],[37,10,37,11],[39,2,39,11],[40,0,40,3],[40,7,40,10]],"flags":["formulas_cached_only"]}
["规费、税金项目计价表"]
["工程名称：凤翔路中水土方工程",{"$nulls":4},"标段：",{"$nulls":3},"第1页 共1页"]
["序号","项目名称",null,"计算基础",null,null,"计算基数(元)",null,"计算费率(％)",null,"金额(元)"]
["1","规费",null,"环境保护税+社会保险费+住房公积金",{"$nulls":4},"100.000"]
["1.1","社会保险费",null,"分部分项工程费+措施项目费+其他项目费-除税工程设备费",{"$nulls":4},"2.000"]
["1.2","住房公积金",null,"分部分项工程费+措施项目费+其他项目费-除税工程设备费",{"$nulls":4},"0.340"]
["1.3","环境保护税",null,"分部分项工程费+措施项目费+其他项目费-除税工程设备费",{"$nulls":4},""]
["2","税金",null,"分部分项工程费+措施项目费+其他项目费+规费-除税甲供材料和甲供设备费/1.01",{"$nulls":4},"9.000"]
{"$rows_empty":29}
["合  计"]
[]
[null,null,"【新点2013清单造价江苏版 V10.3.5】"]
["编制人（造价人员）：",{"$nulls":6},"复核人（造价工程师）："]

{"sheet":"7.1 表-08 分部分项工程和单价措施项目清单与计价表","index":12,"n_rows":66,"n_cols":12,"rows_kept":66,"merged":[[0,0,0,11],[1,0,1,4],[1,5,1,9],[1,10,1,11],[2,0,4,0],[2,1,4,1],[2,2,4,3],[2,4,4,5],[2,6,4,6],[2,7,4,7],[2,8,2,11],[3,8,4,8],[3,9,4,10],[5,2,5,5],[5,9,5,10],[6,2,6,3],[6,4,6,5],[6,9,6,10],[7,2,7,3],[7,4,7,5],[7,9,7,10],[8,2,8,3],[8,4,8,5],[8,9,8,10],[9,2,9,3],[9,4,9,5],[9,9,9,10],[10,2,10,3],[10,4,10,5],[10,9,10,10],[11,2,11,3],[11,4,11,5],[11,9,11,10],[12,2,12,3],[12,4,12,5],[12,9,12,10],[13,2,13,3],[13,4,13,5],[13,9,13,10],[14,2,14,3],[14,4,14,5],[14,9,14,10],[15,2,15,3],[15,4,15,5],[15,9,15,10],[16,2,16,3],[16,4,16,5],[16,9,16,10],[17,2,17,3],[17,4,17,5],[17,9,17,10],[18,2,18,3],[18,4,18,5],[18,9,18,10],[19,2,19,3],[19,4,19,5],[19,9,19,10],[20,2,20,3],[20,4,20,5],[20,9,20,10],[21,2,21,3],[21,4,21,5],[21,9,21,10],[22,2,22,3],[22,4,22,5],[22,9,22,10],[23,2,23,3],[23,4,23,5],[23,9,23,10],[24,2,24,3],[24,4,24,5],[24,9,24,10],[25,2,25,3],[25,4,25,5],[25,9,25,10],[26,2,26,3],[26,4,26,5],[26,9,26,10],[27,0,27,8],[27,9,27,10],[29,3,29,11],[30,0,30,11],[31,0,31,4],[31,5,31,9],[31,10,31,11],[32,0,34,0],[32,1,34,1],[32,2,34,3],[32,4,34,5],[32,6,34,6],[32,7,34,7],[32,8,32,11],[33,8,34,8],[33,9,34,10],[35,2,35,3],[35,4,35,5],[35,9,35,10],[36,2,36,3],[36,4,36,5],[36,9,36,10],[37,2,37,3],[37,4,37,5],[37,9,37,10],[38,2,38,3],[38,4,38,5],[38,9,38,10],[39,2,39,3],[39,4,39,5],[39,9,39,10],[40,2,40,3],[40,4,40,5],[40,9,40,10],[41,2,41,3],[41,4,41,5],[41,9,41,10],[42,2,42,3],[42,4,42,5],[42,9,42,10],[43,2,43,3],[43,4,43,5],[43,9,43,10],[44,2,44,3],[44,4,44,5],[44,9,44,10],[45,2,45,3],[45,4,45,5],[45,9,45,10],[46,2,46,5],[46,9,46,10],[47,2,47,5],[47,9,47,10],[48,2,48,3],[48,4,48,5],[48,9,48,10],[49,2,49,3],[49,4,49,5],[49,9,49,10],[50,2,50,3],[50,4,50,5],[50,9,50,10],[51,2,51,3],[51,4,51,5],[51,9,51,10],[52,2,52,3],[52,4,52,5],[52,9,52,10],[53,2,53,3],[53,4,53,5],[53,9,53,10],[54,2,54,3],[54,4,54,5],[54,9,54,10],[55,2,55,3],[55,4,55,5],[55,9,55,10],[56,2,56,3],[56,4,56,5],[56,9,56,10],[57,2,57,3],[57,4,57,5],[57,9,57,10],[58,2,58,3],[58,4,58,5],[58,9,58,10],[59,2,59,3],[59,4,59,5],[59,9,59,10],[60,2,60,3],[60,4,60,5],[60,9,60,10],[61,2,61,3],[61,4,61,5],[61,9,61,10],[62,0,62,8],[62,9,62,10],[63,0,63,8],[63,9,63,10],[65,3,65,11]],"flags":["formulas_cached_only"]}
["分部分项工程和单价措施项目清单与计价表"]
["工程名称：港湾式加水站",{"$nulls":4},"标段：",{"$nulls":4},"第1页 共2页"]
["序号","项目编码","项目名称",null,"项目特征描述",null,"计量\n单位","工程量","金额（元）"]
[{"$nulls":8},"综合单价","合价",null,"其中"]
[{"$nulls":11},"暂估价"]
[null,null," 加水湾",{"$nulls":4},""]
["1","030404016001","控制箱",null,"1、名称：控制柜\n2、规格：2.8*0.8*1.3\n3、其他要求详见设计图纸",null,"台","6"]
["2","040303002001","混凝土基础",null,"1、混凝土强度等级：C25",null,"m3","4.5"]
["3","040305001001","垫层",null,"1、材料品种、规格：混凝土，C15\n2、厚度：10cm",null,"m3","2.3"]
["4","040502005001","阀门",null,"1、种类：Y型过滤器\n2、材质及规格：DN100",null,"个","6"]
["5","040502009001","水表",null,"1、远传水表\n2、规格：DN100",null,"个","6"]
["6","040502005002","阀门",null,"1、种类：电动闸阀\n2、材质及规格：DN100",null,"个","6"]
["7","040502005003","阀门",null,"1、种类：手动闸阀\n2、材质及规格：DN100",null,"个","6"]
["8","040502010001","水鹤",null,"1、水鹤\n2、安装参照132S201,P41型号由厂家提供",null,"个","6"]
["9","050306004001","电气控制柜",null,"1、水鹤电器柜，型号厂家提供",null,"台","6"]
["10","04B002","太阳能灯杆",{"$nulls":3},"个","6"]
["11","040501004003","塑料管",null,"1、材质及规格：PE100,SDR17,1.0MPA,dn560",null,"m","15"]
["12","040501002001","钢管",null,"1、材质及规格：D108*4",null,"m","120"]
["13","041001002001","拆除人行道",null,"1、厚度：5cm",null,"m2","456"]
["14","040204002001","人行道块料铺设",null,"1、恢复破坏人行道",null,"m2","456"]
["15","040202006001","石灰、粉煤灰、碎（砾）石",null,"1、厚度：36CM",null,"m2","232"]
["16","040203007001","水泥混凝土",null,"1、混凝土强度等级：C30\n2、厚度：18cm",null,"m2","232"]
["17","040201021002","土工合成材料",null,"1、材料品种、规格：土工布",null,"m2","114"]
["18","040203003001","透层、粘层",{"$nulls":3},"m2","232"]
["19","040201021001","土工合成材料",{"$nulls":3},"m2","232"]
["20","040203006001","沥青混凝土",null,"1、沥青混凝土种类：粗粒式混凝土AC-25C\n2、厚度：8cm",null,"m2","232"]
[]
["本页小计"]
[]
[{"$nulls":3},"【新点2013清单造价江苏版 V10.3.5】"]
["分部分项工程和单价措施项目清单与计价表"]
["工程名称：港湾式加水站",{"$nulls":4},"标段：",{"$nulls":4},"第2页 共2页"]
["序号","项目编码","项目名称",null,"项目特征描述",null,"计量\n单位","工程量","金额（元）"]
[{"$nulls":8},"综合单价","合价",null,"其中"]
[{"$nulls":11},"暂估价"]
["21","040203006002","沥青混凝土",null,"1、沥青混凝土种类：细粒式SBS改性沥青砼AC-13\n2、厚度：4cm",null,"m2","232"]
["22","040501001001","混凝土管",null,"1、规格：DN300",null,"m","24"]
["23","041001006001","拆除管道",null,"1、材质：混凝土\n2、管径：DN300",null,"m","24"]
["24","040504009001","雨水口",null,"1、恢复雨水口300*500高1米\n2、雨水箅子及圈口材质、型号、规格：铸铁篦子",null,"座","4"]
["25","040502002001","钢管管件制作、安装",null,"1、种类：90°弯头\n2、材质及规格：钢制Q235B，D108*4",null,"个","25"]
["26","040502003002","塑料管管件",null,"1、种类：三通\n2、材质及规格：PE,DN560*110",null,"个","6"]
["27","04B001","路灯迁移",null,"1、占用道路迁移路灯",null,"个","2"]
["28","050102001001","栽植乔木",null,"1、种类：银杏\n2、胸径或干径：8cm\n3、起挖银杏并赔偿",null,"株","12"]
["29","050102002001","栽植灌木",null,"1、起挖黄杨并赔偿",null,"株","6"]
["30","050102001003","栽植乔木",null,"1、起挖冬青并赔偿",null,"株","2"]
["31","040701001001","场地平整",null,"1、绿化带占用",null,"m2","226"]
[null,null,"分部小计",{"$nulls":4},""]
[null,null,"分部分项合计",{"$nulls":4},""]
{"$rows_empty":14}
["本页小计"]
["合    计"]
[]
[{"$nulls":3},"【新点2013清单造价江苏版 V10.3.5】"]

{"sheet":"7.2 表-11 总价措施项目清单与计价表","index":13,"n_rows":43,"n_cols":14,"rows_kept":43,"merged":[[0,0,0,14],[1,0,1,6],[1,7,1,11],[1,12,1,14],[2,2,2,4],[2,6,2,7],[2,8,2,9],[2,11,2,12],[2,13,2,14],[3,2,3,4],[3,6,3,7],[3,8,3,9],[3,11,3,12],[3,13,3,14],[4,2,4,4],[4,6,4,7],[4,8,4,9],[4,11,4,12],[4,13,4,14],[5,2,5,4],[5,6,5,7],[5,8,5,9],[5,11,5,12],[5,13,5,14],[6,2,6,4],[6,6,6,7],[6,8,6,9],[6,11,6,12],[6,13,6,14],[7,2,7,4],[7,6,7,7],[7,8,7,9],[7,11,7,12],[7,13,7,14],[8,2,8,4],[8,6,8,7],[8,8,8,9],[8,11,8,12],[8,13,8,14],[9,2,9,4],[9,6,9,7],[9,8,9,9],[9,11,9,12],[9,13,9,14],[10,2,10,4],[10,6,10,7],[10,8,10,9],[10,11,10,12],[10,13,10,14],[11,2,11,4],[11,6,11,7],[11,8,11,9],[11,11,11,12],[11,13,11,14],[12,2,12,4],[12,6,12,7],[12,8,12,9],[12,11,12,12],[12,13,12,14],[13,2,13,4],[13,6,13,7],[13,8,13,9],[13,11,13,12],[13,13,13,14],[14,2,14,4],[14,6,14,7],[14,8,14,9],[14,11,14,12],[14,13,14,14],[15,2,15,4],[15,6,15,7],[15,8,15,9],[15,11,15,12],[15,13,15,14],[16,0,16,14],[17,3,17,14],[18,0,18,3],[18,9,18,13],[19,0,19,14],[20,0,20,6],[20,7,20,11],[20,12,20,14],[21,2,21,4],[21,6,21,7],[21,8,21,9],[21,11,21,12],[21,13,21,14],[22,2,22,4],[22,6,22,7],[22,8,22,9],[22,11,22,12],[22,13,22,14],[23,2,23,4],[23,6,23,7],[23,8,23,9],[23,11,23,12],[23,13,23,14],[24,0,26,0],[24,1,26,1],[24,2,26,4],[24,5,26,5],[24,6,26,7],[24,8,26,9],[24,10,26,10],[24,11,26,12],[24,13,26,14],[27,2,27,4],[27,6,27,7],[27,8,27,9],[27,11,27,12],[27,13,27,14],[28,0,30,0],[28,1,30,1],[28,2,30,4],[28,5,30,5],[28,6,30,7],[28,8,30,9],[28,10,30,10],[28,11,30,12],[28,13,30,14],[31,2,31,4],[31,6,31,7],[31,8,31,9],[31,11,31,12],[31,13,31,14],[32,2,32,4],[32,6,32,7],[32,8,32,9],[32,11,32,12],[32,13,32,14],[33,2,33,4],[33,6,33,7],[33,8,33,9],[33,11,33,12],[33,13,33,14],[34,2,34,4],[34,6,34,7],[34,8,34,9],[34,11,34,12],[34,13,34,14],[35,2,35,4],[35,6,35,7],[35,8,35,9],[35,11,35,12],[35,13,35,14],[36,2,36,4],[36,6,36,7],[36,8,36,9],[36,11,36,12],[36,13,36,14],[37,2,37,4],[37,6,37,7],[37,8,37,9],[37,11,37,12],[37,13,37,14],[38,2,38,4],[38,6,38,7],[38,8,38,9],[38,11,38,12],[38,13,38,14],[39,0,39,14],[41,3,41,14],[42,0,42,3],[42,9,42,13]],"flags":["formulas_cached_only"]}
["总价措施项目清单与计价表"]
["工程名称：港湾式加水站",{"$nulls":6},"标段：",{"$nulls":4},"第1页 共2页"]
["序号","项目编码","项目名称",null,null,"计算基础","费率（%）",null,"金额（元）",null,"调整\n费率（%）","调整后\n金额（元）",null,"备注"]
["1","041109001001","安全文明施工费",{"$nulls":3},""]
["1.1",null,"基本费",null,null,"分部分项合计+单价措施项目合计-除税工程设备费","1.200"]
["1.2",null,"增加费",null,null,"分部分项合计+单价措施项目合计-除税工程设备费",""]
["1.3",null,"扬尘污染防治增加费",null,null,"分部分项合计+单价措施项目合计-除税工程设备费","0.100"]
["2","041109002001","夜间施工",null,null,"分部分项合计+单价措施项目合计-除税工程设备费",""]
["3","041109003001","二次搬运",null,null,"分部分项合计+单价措施项目合计-除税工程设备费",""]
["4","041109004001","冬雨季施工",null,null,"分部分项合计+单价措施项目合计-除税工程设备费",""]
["5","041109005001","行车、行人干扰",null,null,"分部分项合计+单价措施项目合计-除税工程设备费",""]
["6","041109006001","地上、地下设施、建筑物的临时保护设施",null,null,"分部分项合计+单价措施项目合计-除税工程设备费",""]
["7","041109007001","已完工程及设备保护",null,null,"分部分项合计+单价措施项目合计-除税工程设备费",""]
["8","041109008001","临时设施",null,null,"分部分项合计+单价措施项目合计-除税工程设备费",""]
[]
[]
[]
[{"$nulls":3},"【新点2013清单造价江苏版 V10.3.5】"]
["编制人（造价人员）：",{"$nulls":8},"复核人（造价工程师）："]
["总价措施项目清单与计价表"]
["工程名称：港湾式加水站",{"$nulls":6},"标段：",{"$nulls":4},"第2页 共2页"]
["序号","项目编码","项目名称",null,null,"计算基础","费率（%）",null,"金额（元）",null,"调整\n费率（%）","调整后\n金额（元）",null,"备注"]
["9","041109009001","赶工措施",null,null,"分部分项合计+单价措施项目合计-除税工程设备费",""]
["10","041109010001","工程按质论价",null,null,"分部分项合计+单价措施项目合计-除税工程设备费",""]
["11","041109011001","建筑工人实名制费用",null,null,"分部分项合计+单价措施项目合计-除税工程设备费","",{"$nulls":6},"建筑工人实名制设备由建筑工人工资专用账户开户银行提供的，建筑工人实名制费用按表中费率乘以0.5系数计取"]
[]
[]
["12","041109091001","特殊条件下施工增加费",null,null,"分部分项合计+单价措施项目合计-除税工程设备费",""]
["13","041109015001","智慧工地费用",null,null,"分部分项合计+单价措施项目合计-除税工程设备费","",{"$nulls":6},"现场安全隐患排查、人员信息动态管理、扬尘管控视频监控、高处作业防护预警、危大工程监测预警和集成平台等设备、软件和管理费用。"]
{"$rows_empty":12}
[{"$nulls":3},"【新点2013清单造价江苏版 V10.3.5】"]
["编制人（造价人员）：",{"$nulls":8},"复核人（造价工程师）："]

{"sheet":"7.3 表-13 规费、税金项目计价表","index":14,"n_rows":41,"n_cols":11,"rows_kept":41,"merged":[[0,0,0,11],[1,0,1,4],[1,5,1,8],[1,9,1,11],[2,1,2,2],[2,3,2,5],[2,6,2,7],[2,8,2,9],[2,10,2,11],[3,1,3,2],[3,3,3,5],[3,6,3,7],[3,8,3,9],[3,10,3,11],[4,1,4,2],[4,3,4,5],[4,6,4,7],[4,8,4,9],[4,10,4,11],[5,1,5,2],[5,3,5,5],[5,6,5,7],[5,8,5,9],[5,10,5,11],[6,1,6,2],[6,3,6,5],[6,6,6,7],[6,8,6,9],[6,10,6,11],[7,1,7,2],[7,3,7,5],[7,6,7,7],[7,8,7,9],[7,10,7,11],[8,1,8,2],[8,3,8,5],[8,6,8,7],[8,8,8,9],[8,10,8,11],[9,1,9,2],[9,3,9,5],[9,6,9,7],[9,8,9,9],[9,10,9,11],[10,1,10,2],[10,3,10,5],[10,6,10,7],[10,8,10,9],[10,10,10,11],[11,1,11,2],[11,3,11,5],[11,6,11,7],[11,8,11,9],[11,10,11,11],[12,1,12,2],[12,3,12,5],[12,6,12,7],[12,8,12,9],[12,10,12,11],[13,1,13,2],[13,3,13,5],[13,6,13,7],[13,8,13,9],[13,10,13,11],[14,1,14,2],[14,3,14,5],[14,6,14,7],[14,8,14,9],[14,10,14,11],[15,1,15,2],[15,3,15,5],[15,6,15,7],[15,8,15,9],[15,10,15,11],[16,1,16,2],[16,3,16,5],[16,6,16,7],[16,8,16,9],[16,10,16,11],[17,1,17,2],[17,3,17,5],[17,6,17,7],[17,8,17,9],[17,10,17,11],[18,1,18,2],[18,3,18,5],[18,6,18,7],[18,8,18,9],[18,10,18,11],[19,1,19,2],[19,3,19,5],[19,6,19,7],[19,8,19,9],[19,10,19,11],[20,1,20,2],[20,3,20,5],[20,6,20,7],[20,8,20,9],[20,10,20,11],[21,1,21,2],[21,3,21,5],[21,6,21,7],[21,8,21,9],[21,10,21,11],[22,1,22,2],[22,3,22,5],[22,6,22,7],[22,8,22,9],[22,10,22,11],[23,1,23,2],[23,3,23,5],[23,6,23,7],[23,8,23,9],[23,10,23,11],[24,1,24,2],[24,3,24,5],[24,6,24,7],[24,8,24,9],[24,10,24,11],[25,1,25,2],[25,3,25,5],[25,6,25,7],[25,8,25,9],[25,10,25,11],[26,1,26,2],[26,3,26,5],[26,6,26,7],[26,8,26,9],[26,10,26,11],[27,1,27,2],[27,3,27,5],[27,6,27,7],[27,8,27,9],[27,10,27,11],[28,1,28,2],[28,3,28,5],[28,6,28,7],[28,8,28,9],[28,10,28,11],[29,1,29,2],[29,3,29,5],[29,6,29,7],[29,8,29,9],[29,10,29,11],[30,1,30,2],[30,3,30,5],[30,6,30,7],[30,8,30,9],[30,10,30,11],[31,1,31,2],[31,3,31,5],[31,6,31,7],[31,8,31,9],[31,10,31,11],[32,1,32,2],[32,3,32,5],[32,6,32,7],[32,8,32,9],[32,10,32,11],[33,1,33,2],[33,3,33,5],[33,6,33,7],[33,8,33,9],[33,10,33,11],[34,1,34,2],[34,3,34,5],[34,6,34,7],[34,8,34,9],[34,10,34,11],[35,1,35,2],[35,3,35,5],[35,6,35,7],[35,8,35,9],[35,10,35,11],[36,1,36,2],[36,3,36,5],[36,6,36,7],[36,8,36,9],[36,10,36,11],[37,0,37,9],[37,10,37,11],[39,2,39,11],[40,0,40,3],[40,7,40,10]],"flags":["formulas_cached_only"]}
["规费、税金项目计价表"]
["工程名称：港湾式加水站",{"$nulls":4},"标段：",{"$nulls":3},"第1页 共1页"]
["序号","项目名称",null,"计算基础",null,null,"计算基数(元)",null,"计算费率(％)",null,"金额(元)"]
["1","规费",null,"环境保护税+社会保险费+住房公积金",{"$nulls":4},"100.000"]
["1.1","社会保险费",null,"分部分项工程费+措施项目费+其他项目费-除税工程设备费",{"$nulls":4},"2.100"]
["1.2","住房公积金",null,"分部分项工程费+措施项目费+其他项目费-除税工程设备费",{"$nulls":4},"0.370"]
["1.3","环境保护税",null,"分部分项工程费+措施项目费+其他项目费-除税工程设备费",{"$nulls":4},""]
["2","税金",null,"分部分项工程费+措施项目费+其他项目费+规费-除税甲供材料和甲供设备费/1.01",{"$nulls":4},"9.000"]
{"$rows_empty":29}
["合  计"]
[]
[null,null,"【新点2013清单造价江苏版 V10.3.5】"]
["编制人（造价人员）：",{"$nulls":6},"复核人（造价工程师）："]

{"sheet":"8.1 表-08 分部分项工程和单价措施项目清单与计价表","index":15,"n_rows":74,"n_cols":12,"rows_kept":74,"merged":[[0,0,0,11],[1,0,1,4],[1,5,1,9],[1,10,1,11],[2,0,4,0],[2,1,4,1],[2,2,4,3],[2,4,4,5],[2,6,4,6],[2,7,4,7],[2,8,2,11],[3,8,4,8],[3,9,4,10],[5,2,5,3],[5,4,5,5],[5,9,5,10],[6,2,6,3],[6,4,6,5],[6,9,6,10],[7,2,7,3],[7,4,7,5],[7,9,7,10],[8,2,8,3],[8,4,8,5],[8,9,8,10],[9,2,9,3],[9,4,9,5],[9,9,9,10],[10,2,10,3],[10,4,10,5],[10,9,10,10],[11,2,11,5],[11,9,11,10],[12,2,12,3],[12,4,12,5],[12,9,12,10],[13,2,13,3],[13,4,13,5],[13,9,13,10],[14,2,14,3],[14,4,14,5],[14,9,14,10],[15,2,15,3],[15,4,15,5],[15,9,15,10],[16,2,16,3],[16,4,16,5],[16,9,16,10],[17,2,17,3],[17,4,17,5],[17,9,17,10],[18,2,18,3],[18,4,18,5],[18,9,18,10],[19,2,19,3],[19,4,19,5],[19,9,19,10],[20,2,20,3],[20,4,20,5],[20,9,20,10],[21,2,21,3],[21,4,21,5],[21,9,21,10],[22,2,22,5],[22,9,22,10],[23,2,23,5],[23,9,23,10],[24,2,24,3],[24,4,24,5],[24,9,24,10],[25,2,25,3],[25,4,25,5],[25,9,25,10],[26,0,26,8],[26,9,26,10],[28,3,28,11],[29,0,29,11],[30,0,30,4],[30,5,30,9],[30,10,30,11],[31,0,33,0],[31,1,33,1],[31,2,33,3],[31,4,33,5],[31,6,33,6],[31,7,33,7],[31,8,31,11],[32,8,33,8],[32,9,33,10],[34,2,34,5],[34,9,34,10],[35,2,35,5],[35,9,35,10],[36,2,36,3],[36,4,36,5],[36,9,36,10],[37,2,37,3],[37,4,37,5],[37,9,37,10],[38,2,38,3],[38,4,38,5],[38,9,38,10],[39,2,39,3],[39,4,39,5],[39,9,39,10],[40,2,40,3],[40,4,40,5],[40,9,40,10],[41,2,41,3],[41,4,41,5],[41,9,41,10],[42,2,42,3],[42,4,42,5],[42,9,42,10],[43,2,43,3],[43,4,43,5],[43,9,43,10],[44,2,44,3],[44,4,44,5],[44,9,44,10],[45,2,45,3],[45,4,45,5],[45,9,45,10],[46,2,46,3],[46,4,46,5],[46,9,46,10],[47,2,47,3],[47,4,47,5],[47,9,47,10],[48,2,48,3],[48,4,48,5],[48,9,48,10],[49,2,49,3],[49,4,49,5],[49,9,49,10],[50,2,50,3],[50,4,50,5],[50,9,50,10],[51,2,51,3],[51,4,51,5],[51,9,51,10],[52,2,52,3],[52,4,52,5],[52,9,52,10],[53,2,53,3],[53,4,53,5],[53,9,53,10],[54,2,54,3],[54,4,54,5],[54,9,54,10],[55,2,55,3],[55,4,55,5],[55,9,55,10],[56,2,56,3],[56,4,56,5],[56,9,56,10],[57,2,57,3],[57,4,57,5],[57,9,57,10],[58,2,58,3],[58,4,58,5],[58,9,58,10],[59,2,59,3],[59,4,59,5],[59,9,59,10],[60,2,60,3],[60,4,60,5],[60,9,60,10],[61,2,61,3],[61,4,61,5],[61,9,61,10],[62,2,62,3],[62,4,62,5],[62,9,62,10],[63,2,63,3],[63,4,63,5],[63,9,63,10],[64,2,64,3],[64,4,64,5],[64,9,64,10],[65,2,65,3],[65,4,65,5],[65,9,65,10],[66,2,66,3],[66,4,66,5],[66,9,66,10],[67,2,67,3],[67,4,67,5],[67,9,67,10],[68,2,68,3],[68,4,68,5],[68,9,68,10],[69,2,69,3],[69,4,69,5],[69,9,69,10],[70,0,70,8],[70,9,70,10],[71,0,71,8],[71,9,71,10],[73,3,73,11]],"flags":["formulas_cached_only"]}
["分部分项工程和单价措施项目清单与计价表"]
["工程名称：附属工程",{"$nulls":4},"标段：",{"$nulls":4},"第1页 共2页"]
["序号","项目编码","项目名称",null,"项目特征描述",null,"计量\n单位","工程量","金额（元）"]
[{"$nulls":8},"综合单价","合价",null,"其中"]
[{"$nulls":11},"暂估价"]
["1","04B001","砼挡墙",{"$nulls":3},"项","1"]
["2","04B002","康达水表安装",null,"1、DN150远传水表\n2、闸阀井一座",null,"台","1"]
["3","04B003","危废品仓库",{"$nulls":3},"项","1"]
["4","04B004","电动车车棚",null,"1、太阳板顶棚\n2、200*200工字钢骨架",null,"m2","29.2"]
["5","04B005","白帝河补水口改造",{"$nulls":3},"项","1"]
["6","041001006001","拆除管道",null,"1、材质：PE\n2、管径：DN400",null,"m","270"]
[null,null," 导流",{"$nulls":4},""]
["7","040504001001","砌筑井",null,"1、阀门井1450*2200,井深2米\n2、其他详见设计图纸",null,"座","1"]
["8","040504001002","砌筑井",null,"1、测流井减压阀井1000*3360，井深2米\n2、其他详见设计图纸",null,"座","1"]
["9","040504001003","砌筑井",null,"1、矩形雨水检查井\n2、标准图集：20s515,57页",null,"座","1"]
["10","040502001002","铸铁管管件",null,"1、种类：鞍型三通\n2、材质及规格：Q235B,dn560*400",null,"个","1"]
["11","040502005004","阀门",null,"1、种类：蝶阀\n2、材质及规格：DN400,Q235B",null,"个","1"]
["12","040502003001","塑料管管件",null,"1、种类：90°弯头\n2、材质及规格：PE,dn400",null,"个","2"]
["13","040502001001","双盘短管",null,"1、种类：双盘短管\n2、材质及规格：Q235B，D426×8",null,"根","3"]
["14","030601004001","流量仪表",null,"1、名称：电磁流量计\n2、规格：DN400",null,"台","1"]
["15","031003009001","补偿器",null,"1、类型：限位伸缩器\n2、材质：DN400",null,"个","1"]
["16","040502005005","阀门",null,"1、种类：减压阀\n2、材质及规格：DN400",null,"个","1"]
[null,null,"分部小计",{"$nulls":4},""]
[null,null," 钢梯",{"$nulls":4},""]
["17","010606008001","钢梯",null,"1、钢材品种、规格：Q235B",null,"t","0.564"]
["18","040303002001","混凝土基础",null,"1、混凝土强度等级：C25",null,"m3","0.27"]
["本页小计"]
[]
[{"$nulls":3},"【新点2013清单造价江苏版 V10.3.5】"]
["分部分项工程和单价措施项目清单与计价表"]
["工程名称：附属工程",{"$nulls":4},"标段：",{"$nulls":4},"第2页 共2页"]
["序号","项目编码","项目名称",null,"项目特征描述",null,"计量\n单位","工程量","金额（元）"]
[{"$nulls":8},"综合单价","合价",null,"其中"]
[{"$nulls":11},"暂估价"]
[null,null,"分部小计",{"$nulls":4},""]
[null,null,"分部分项合计",{"$nulls":4},""]
{"$rows_empty":34}
["本页小计"]
["合    计"]
[]
[{"$nulls":3},"【新点2013清单造价江苏版 V10.3.5】"]

{"sheet":"8.2 表-11 总价措施项目清单与计价表","index":16,"n_rows":43,"n_cols":14,"rows_kept":43,"merged":[[0,0,0,14],[1,0,1,6],[1,7,1,11],[1,12,1,14],[2,2,2,4],[2,6,2,7],[2,8,2,9],[2,11,2,12],[2,13,2,14],[3,2,3,4],[3,6,3,7],[3,8,3,9],[3,11,3,12],[3,13,3,14],[4,2,4,4],[4,6,4,7],[4,8,4,9],[4,11,4,12],[4,13,4,14],[5,2,5,4],[5,6,5,7],[5,8,5,9],[5,11,5,12],[5,13,5,14],[6,2,6,4],[6,6,6,7],[6,8,6,9],[6,11,6,12],[6,13,6,14],[7,2,7,4],[7,6,7,7],[7,8,7,9],[7,11,7,12],[7,13,7,14],[8,2,8,4],[8,6,8,7],[8,8,8,9],[8,11,8,12],[8,13,8,14],[9,2,9,4],[9,6,9,7],[9,8,9,9],[9,11,9,12],[9,13,9,14],[10,2,10,4],[10,6,10,7],[10,8,10,9],[10,11,10,12],[10,13,10,14],[11,2,11,4],[11,6,11,7],[11,8,11,9],[11,11,11,12],[11,13,11,14],[12,2,12,4],[12,6,12,7],[12,8,12,9],[12,11,12,12],[12,13,12,14],[13,2,13,4],[13,6,13,7],[13,8,13,9],[13,11,13,12],[13,13,13,14],[14,2,14,4],[14,6,14,7],[14,8,14,9],[14,11,14,12],[14,13,14,14],[15,2,15,4],[15,6,15,7],[15,8,15,9],[15,11,15,12],[15,13,15,14],[16,0,16,14],[17,3,17,14],[18,0,18,3],[18,9,18,13],[19,0,19,14],[20,0,20,6],[20,7,20,11],[20,12,20,14],[21,2,21,4],[21,6,21,7],[21,8,21,9],[21,11,21,12],[21,13,21,14],[22,2,22,4],[22,6,22,7],[22,8,22,9],[22,11,22,12],[22,13,22,14],[23,2,23,4],[23,6,23,7],[23,8,23,9],[23,11,23,12],[23,13,23,14],[24,0,26,0],[24,1,26,1],[24,2,26,4],[24,5,26,5],[24,6,26,7],[24,8,26,9],[24,10,26,10],[24,11,26,12],[24,13,26,14],[27,2,27,4],[27,6,27,7],[27,8,27,9],[27,11,27,12],[27,13,27,14],[28,0,30,0],[28,1,30,1],[28,2,30,4],[28,5,30,5],[28,6,30,7],[28,8,30,9],[28,10,30,10],[28,11,30,12],[28,13,30,14],[31,2,31,4],[31,6,31,7],[31,8,31,9],[31,11,31,12],[31,13,31,14],[32,2,32,4],[32,6,32,7],[32,8,32,9],[32,11,32,12],[32,13,32,14],[33,2,33,4],[33,6,33,7],[33,8,33,9],[33,11,33,12],[33,13,33,14],[34,2,34,4],[34,6,34,7],[34,8,34,9],[34,11,34,12],[34,13,34,14],[35,2,35,4],[35,6,35,7],[35,8,35,9],[35,11,35,12],[35,13,35,14],[36,2,36,4],[36,6,36,7],[36,8,36,9],[36,11,36,12],[36,13,36,14],[37,2,37,4],[37,6,37,7],[37,8,37,9],[37,11,37,12],[37,13,37,14],[38,2,38,4],[38,6,38,7],[38,8,38,9],[38,11,38,12],[38,13,38,14],[39,0,39,14],[41,3,41,14],[42,0,42,3],[42,9,42,13]],"flags":["formulas_cached_only"]}
["总价措施项目清单与计价表"]
["工程名称：附属工程",{"$nulls":6},"标段：",{"$nulls":4},"第1页 共2页"]
["序号","项目编码","项目名称",null,null,"计算基础","费率（%）",null,"金额（元）",null,"调整\n费率（%）","调整后\n金额（元）",null,"备注"]
["1","041109001001","安全文明施工费",{"$nulls":3},""]
["1.1",null,"基本费",null,null,"分部分项合计+单价措施项目合计-除税工程设备费","1.200"]
["1.2",null,"增加费",null,null,"分部分项合计+单价措施项目合计-除税工程设备费","0.300"]
["1.3",null,"扬尘污染防治增加费",null,null,"分部分项合计+单价措施项目合计-除税工程设备费","0.210"]
["2","041109002001","夜间施工",null,null,"分部分项合计+单价措施项目合计-除税工程设备费",""]
["3","041109003001","二次搬运",null,null,"分部分项合计+单价措施项目合计-除税工程设备费",""]
["4","041109004001","冬雨季施工",null,null,"分部分项合计+单价措施项目合计-除税工程设备费",""]
["5","041109005001","行车、行人干扰",null,null,"分部分项合计+单价措施项目合计-除税工程设备费",""]
["6","041109006001","地上、地下设施、建筑物的临时保护设施",null,null,"分部分项合计+单价措施项目合计-除税工程设备费",""]
["7","041109007001","已完工程及设备保护",null,null,"分部分项合计+单价措施项目合计-除税工程设备费",""]
["8","041109008001","临时设施",null,null,"分部分项合计+单价措施项目合计-除税工程设备费",""]
[]
[]
[]
[{"$nulls":3},"【新点2013清单造价江苏版 V10.3.5】"]
["编制人（造价人员）：",{"$nulls":8},"复核人（造价工程师）："]
["总价措施项目清单与计价表"]
["工程名称：附属工程",{"$nulls":6},"标段：",{"$nulls":4},"第2页 共2页"]
["序号","项目编码","项目名称",null,null,"计算基础","费率（%）",null,"金额（元）",null,"调整\n费率（%）","调整后\n金额（元）",null,"备注"]
["9","041109009001","赶工措施",null,null,"分部分项合计+单价措施项目合计-除税工程设备费",""]
["10","041109010001","工程按质论价",null,null,"分部分项合计+单价措施项目合计-除税工程设备费","1.100"]
["11","041109011001","建筑工人实名制费用",null,null,"分部分项合计+单价措施项目合计-除税工程设备费","",{"$nulls":6},"建筑工人实名制设备由建筑工人工资专用账户开户银行提供的，建筑工人实名制费用按表中费率乘以0.5系数计取"]
[]
[]
["12","041109091001","特殊条件下施工增加费",null,null,"分部分项合计+单价措施项目合计-除税工程设备费",""]
["13","041109015001","智慧工地费用",null,null,"分部分项合计+单价措施项目合计-除税工程设备费","",{"$nulls":6},"现场安全隐患排查、人员信息动态管理、扬尘管控视频监控、高处作业防护预警、危大工程监测预警和集成平台等设备、软件和管理费用。"]
{"$rows_empty":12}
[{"$nulls":3},"【新点2013清单造价江苏版 V10.3.5】"]
["编制人（造价人员）：",{"$nulls":8},"复核人（造价工程师）："]

{"sheet":"8.3 表-13 规费、税金项目计价表","index":17,"n_rows":41,"n_cols":11,"rows_kept":41,"merged":[[0,0,0,11],[1,0,1,4],[1,5,1,8],[1,9,1,11],[2,1,2,2],[2,3,2,5],[2,6,2,7],[2,8,2,9],[2,10,2,11],[3,1,3,2],[3,3,3,5],[3,6,3,7],[3,8,3,9],[3,10,3,11],[4,1,4,2],[4,3,4,5],[4,6,4,7],[4,8,4,9],[4,10,4,11],[5,1,5,2],[5,3,5,5],[5,6,5,7],[5,8,5,9],[5,10,5,11],[6,1,6,2],[6,3,6,5],[6,6,6,7],[6,8,6,9],[6,10,6,11],[7,1,7,2],[7,3,7,5],[7,6,7,7],[7,8,7,9],[7,10,7,11],[8,1,8,2],[8,3,8,5],[8,6,8,7],[8,8,8,9],[8,10,8,11],[9,1,9,2],[9,3,9,5],[9,6,9,7],[9,8,9,9],[9,10,9,11],[10,1,10,2],[10,3,10,5],[10,6,10,7],[10,8,10,9],[10,10,10,11],[11,1,11,2],[11,3,11,5],[11,6,11,7],[11,8,11,9],[11,10,11,11],[12,1,12,2],[12,3,12,5],[12,6,12,7],[12,8,12,9],[12,10,12,11],[13,1,13,2],[13,3,13,5],[13,6,13,7],[13,8,13,9],[13,10,13,11],[14,1,14,2],[14,3,14,5],[14,6,14,7],[14,8,14,9],[14,10,14,11],[15,1,15,2],[15,3,15,5],[15,6,15,7],[15,8,15,9],[15,10,15,11],[16,1,16,2],[16,3,16,5],[16,6,16,7],[16,8,16,9],[16,10,16,11],[17,1,17,2],[17,3,17,5],[17,6,17,7],[17,8,17,9],[17,10,17,11],[18,1,18,2],[18,3,18,5],[18,6,18,7],[18,8,18,9],[18,10,18,11],[19,1,19,2],[19,3,19,5],[19,6,19,7],[19,8,19,9],[19,10,19,11],[20,1,20,2],[20,3,20,5],[20,6,20,7],[20,8,20,9],[20,10,20,11],[21,1,21,2],[21,3,21,5],[21,6,21,7],[21,8,21,9],[21,10,21,11],[22,1,22,2],[22,3,22,5],[22,6,22,7],[22,8,22,9],[22,10,22,11],[23,1,23,2],[23,3,23,5],[23,6,23,7],[23,8,23,9],[23,10,23,11],[24,1,24,2],[24,3,24,5],[24,6,24,7],[24,8,24,9],[24,10,24,11],[25,1,25,2],[25,3,25,5],[25,6,25,7],[25,8,25,9],[25,10,25,11],[26,1,26,2],[26,3,26,5],[26,6,26,7],[26,8,26,9],[26,10,26,11],[27,1,27,2],[27,3,27,5],[27,6,27,7],[27,8,27,9],[27,10,27,11],[28,1,28,2],[28,3,28,5],[28,6,28,7],[28,8,28,9],[28,10,28,11],[29,1,29,2],[29,3,29,5],[29,6,29,7],[29,8,29,9],[29,10,29,11],[30,1,30,2],[30,3,30,5],[30,6,30,7],[30,8,30,9],[30,10,30,11],[31,1,31,2],[31,3,31,5],[31,6,31,7],[31,8,31,9],[31,10,31,11],[32,1,32,2],[32,3,32,5],[32,6,32,7],[32,8,32,9],[32,10,32,11],[33,1,33,2],[33,3,33,5],[33,6,33,7],[33,8,33,9],[33,10,33,11],[34,1,34,2],[34,3,34,5],[34,6,34,7],[34,8,34,9],[34,10,34,11],[35,1,35,2],[35,3,35,5],[35,6,35,7],[35,8,35,9],[35,10,35,11],[36,1,36,2],[36,3,36,5],[36,6,36,7],[36,8,36,9],[36,10,36,11],[37,0,37,9],[37,10,37,11],[39,2,39,11],[40,0,40,3],[40,7,40,10]],"flags":["formulas_cached_only"]}
["规费、税金项目计价表"]
["工程名称：附属工程",{"$nulls":4},"标段：",{"$nulls":3},"第1页 共1页"]
["序号","项目名称",null,"计算基础",null,null,"计算基数(元)",null,"计算费率(％)",null,"金额(元)"]
["1","规费",null,"环境保护税+社会保险费+住房公积金",{"$nulls":4},"100.000"]
["1.1","社会保险费",null,"分部分项工程费+措施项目费+其他项目费-除税工程设备费",{"$nulls":4},"2.100"]
["1.2","住房公积金",null,"分部分项工程费+措施项目费+其他项目费-除税工程设备费",{"$nulls":4},"0.370"]
["1.3","环境保护税",null,"分部分项工程费+措施项目费+其他项目费-除税工程设备费"]
["2","税金",null,"分部分项工程费+措施项目费+其他项目费+规费-除税甲供材料和甲供设备费/1.01",{"$nulls":4},"9.000"]
{"$rows_empty":29}
["合  计"]
[]
[null,null,"【新点2013清单造价江苏版 V10.3.5】"]
["编制人（造价人员）：",{"$nulls":6},"复核人（造价工程师）："]